## All Pollutants_Small Gas Boiler
RBLCID | FACILITY_NAME | CORPORATE_OR_COMPANY_NAME | FACILITY_COUNTY | FACILITY_STATE | FACILITY_ZIP_CODE | FACILITY_COUNTRY | FACILTY_CONTACT_NAME | FACILITY_PHONE | FACILITY_CONTACT_EMAIL | EPA_REGION | AGENCY_CODE | AGENCY_NAME | AGENCY_CONTACT | AGENCY_PHONE | AGENCY_EMAIL | OTHER_AGENCY_CONTACT_INFO | PERMIT_NUM | SIC_CODE | NAICS_CODE | FACILITY_REGISTRY_SYSTEM_NUMBER | COMPLETE_APPLICATION_DATE | PERMIT_ISSUANCE_DATE | DATE_DETERMINATION_ENTERED_INTO_RBLC | DATE_DETERMINATION_LAST_UPDATED | PERMIT_TYPE | PERMIT_URL | FACILITY_DESCRIPTION | PERMIT_NOTES | PROCESS_NAME | PROCCESS_TYPE | PRIMARY_FUEL | THROUGHPUT | THROUGHPUT_UNIT | PROCESS_NOTES | POLLUTANT | TESTMETHOD | POLLUTANT_GROUP(S) | CAS_NUMBER | CONTROL_METHOD_CODE | CONTROL_METHOD_DESCRIPTION | EMISSION_LIMIT_1 | EMISSION_LIMIT_1_UNIT | EMISSION_LIMIT_1_AVG_TIME_CONDITION | CASE-BY-CASE_BASIS | OTHER_ APPLICABLE_REQUIREMENTS | OTHER_FACTORS | PERCENT_EFFICIENCY | COMPLIANCE_VERIFIED | EMISSION_LIMIT_2 | EMISSION_LIMIT_2_UNIT | EMISSION_LIMIT_2_AVGERAGE_TIME_CONDITION | STANDARAD_EMISSION_LIMIT | STANDARD_EMISSION_LIMIT_UNIT | STANDARD_LIMIT_AVERAGE_TIME_CONDITION | COST_EFFECTIVENESS | INCREMENTAL_COST_EFFECTIVENESS | Cost_Verified | DOLLAR_YEAR_USED_IN_COST_ESTIMATES | POLLUTANT_COMPLIANCE_NOTES
AL-0307 | ALLOYS PLANT | CONSTELLIUM | COLBERT | AL | 35661 | USA | STEVE RICKMAN | 2563866759 | STEVE.RICKMAN@CONSTELLIUM.COM | 4 | AL001 | ALABAMA DEPT OF ENVIRONMENTAL MGMT | MR. DALE HURST | (334) 271-7882 | ADH@ADEM.STATE.AL.US | TYLER PHILLIPS | 701-0007-X121-X126 | 3353 | 331315 | 110000516683 | 08/11/2015 &nbsp;ACT | 10/09/2015 &nbsp;ACT | 2016-03-04 | 2017-11-30 | D | HTTP: | SECONDARY ALUMINUM PROCESSING |  | PACKAGE BOILER | 13.31 | NATURAL GAS | 17.5 | MMBTU/H |  | Carbon Monoxide | EPA/OAR Mthd 10 | (InOrganic Compounds) | 630-08-0 | P | GCP | 0.08 | LB/MMBTU |  | BACT-PSD | MACT , SIP |  | 0 |  | 0 |  |  | 0 |  |  | 0 | 0 | N
AL-0307 | ALLOYS PLANT | CONSTELLIUM | COLBERT | AL | 35661 | USA | STEVE RICKMAN | 2563866759 | STEVE.RICKMAN@CONSTELLIUM.COM | 4 | AL001 | ALABAMA DEPT OF ENVIRONMENTAL MGMT | MR. DALE HURST | (334) 271-7882 | ADH@ADEM.STATE.AL.US | TYLER PHILLIPS | 701-0007-X121-X126 | 3353 | 331315 | 110000516683 | 08/11/2015 &nbsp;ACT | 10/09/2015 &nbsp;ACT | 2016-03-04 | 2017-11-30 | D | HTTP: | SECONDARY ALUMINUM PROCESSING |  | 2 CALP LINE BOILERS | 13.31 | NATURAL GAS | 24.59 | MMBTU/H | 2 IDENTICAL BOILERS | Carbon Monoxide | EPA/OAR Mthd 10 | (InOrganic Compounds) | 630-08-0 | P | GCP | 0.08 | LB/MMBTU |  | BACT-PSD | MACT , SIP |  | 0 |  | 0 |  |  | 0 |  |  | 0 | 0 | N
WY-0075 | CHEYENNE PRAIRIE GENERATING STATION | BLACK HILLS POWER, INC | LARAMIE | WY | 82009 | USA | TIM ROGERS | (605) 721-2286 | TIM.ROGERS@BLACKHILLSCORP.COM | 8 | WY001 | WYOMING AIR QUAL DIVISION, AIR QUALITY | MR. ANDREW KEYFAUVER | (307)777-7340 | andrew.keyfauver@wyo.gov |  | MD-16173 | 491 | 221122 | Not Found | 05/01/2014 &nbsp;ACT | 07/16/2014 &nbsp;ACT | 2014-06-16 | 2018-05-11 | B |  | Nominal 220 megawatt (MW) gross electrical facility. | Installation of a 25.06 MMBtu/hr Auxiliary Boiler (Cleaver Brooks CBEX Elite 600). Subject to PSD based on project aggregation. | Auxiliary Boiler | 13.31 | natual gas | 25.06 | MMBtu/h |  | Carbon Monoxide | EPA/OAR Mthd 10 | (InOrganic Compounds) | 630-08-0 | P | good combustion | 0.0375 | LB/MMBTU | 3 HOUR AVERAGE | BACT-PSD | NSPS | N | 0 | U | 0.9 | LB/H | 3 HOUR AVERAGE | 0 |  |  | 0 | 0 | N
*LA-0315 | G2G PLANT | BIG LAKE FUELS LLC | CALCASIEU | LA | 70605 | USA |  |  |  | 6 | LA001 | LOUISIANA DEPARTMENT OF ENV QUALITY | MR. BRYAN D. JOHNSTON | (225)219-3450 | BRYAN.JOHNSTON@LA.GOV |  | PSD-LA-781 | 2869 | 325110 | Not Found | 09/04/2013 &nbsp;ACT | 05/23/2014 &nbsp;ACT | 2017-03-13 | 2017-03-16 | A |  | The G2G Plant will be a natural gas to gasoline production facility which will use natural gas to produce methanol that will be subsequently converted into gasoline. |  | Reactor Charge Heater - 53B001 | 13.31 | Natural Gas | 10.1 | MMBTU/HR |  | Carbon Monoxide | Unspecified | (InOrganic Compounds) | 630-08-0 | P | Good Combustion & Clean fuel | 0.0821 | LB/MMBTU | HOURLY MAXIMUM | BACT-PSD | OPERATING PERMIT | U | 0 | U | 3.63 | T/YR | ANNUAL MAXIMUM | 0 |  |  | 0 | 0 | N |  | BACT Limit = 0.0821 LB/MMBTU (12-Hour Rolling Average)
*LA-0315 | G2G PLANT | BIG LAKE FUELS LLC | CALCASIEU | LA | 70605 | USA |  |  |  | 6 | LA001 | LOUISIANA DEPARTMENT OF ENV QUALITY | MR. BRYAN D. JOHNSTON | (225)219-3450 | BRYAN.JOHNSTON@LA.GOV |  | PSD-LA-781 | 2869 | 325110 | Not Found | 09/04/2013 &nbsp;ACT | 05/23/2014 &nbsp;ACT | 2017-03-13 | 2017-03-16 | A |  | The G2G Plant will be a natural gas to gasoline production facility which will use natural gas to produce methanol that will be subsequently converted into gasoline. |  | Recycle Gas Heater - 51B002A | 13.31 | Natural Gas | 33 | MMBTU/HR |  | Carbon Monoxide | Unspecified | (InOrganic Compounds) | 630-08-0 | P | Good Combustion & Clean fuel | 0.082 | LB/MMBTU | HOURLY MAXIMUM | BACT-PSD | OPERATING PERMIT | U | 0 | U | 11.71 | T/YR | ANNUAL MAXIMUM | 0 |  |  | 0 | 0 | N |  | BACT Limit = 0.082 LB/MMBTU (12-Month Rolling Average)
*LA-0315 | G2G PLANT | BIG LAKE FUELS LLC | CALCASIEU | LA | 70605 | USA |  |  |  | 6 | LA001 | LOUISIANA DEPARTMENT OF ENV QUALITY | MR. BRYAN D. JOHNSTON | (225)219-3450 | BRYAN.JOHNSTON@LA.GOV |  | PSD-LA-781 | 2869 | 325110 | Not Found | 09/04/2013 &nbsp;ACT | 05/23/2014 &nbsp;ACT | 2017-03-13 | 2017-03-16 | A |  | The G2G Plant will be a natural gas to gasoline production facility which will use natural gas to produce methanol that will be subsequently converted into gasoline. |  | Recycle Gas Heater - 51B002B | 13.31 | Natural Gas | 33 | MMBTU/HR |  | Carbon Monoxide | Unspecified | (InOrganic Compounds) | 630-08-0 | P | Good Combustion & Clean fuel | 0.082 | LB/MMBTU | HOURLY MAXIMUM | BACT-PSD | OPERATING PERMIT | U | 0 | U | 11.71 | T/YR | ANNUAL MAXIMUM | 0 |  |  | 0 | 0 | N |  | BACT Limit = 0.082 LB/MMBTU (12-Month Rolling Average)
*LA-0315 | G2G PLANT | BIG LAKE FUELS LLC | CALCASIEU | LA | 70605 | USA |  |  |  | 6 | LA001 | LOUISIANA DEPARTMENT OF ENV QUALITY | MR. BRYAN D. JOHNSTON | (225)219-3450 | BRYAN.JOHNSTON@LA.GOV |  | PSD-LA-781 | 2869 | 325110 | Not Found | 09/04/2013 &nbsp;ACT | 05/23/2014 &nbsp;ACT | 2017-03-13 | 2017-03-16 | A |  | The G2G Plant will be a natural gas to gasoline production facility which will use natural gas to produce methanol that will be subsequently converted into gasoline. |  | Recycle Gas Heater - 51B002C | 13.31 | Natural Gas | 33 | MMBTU/HR |  | Carbon Monoxide | Unspecified | (InOrganic Compounds) | 630-08-0 | P | Good Combustion & Clean fuel | 0.082 | LB/MMBTU | HOURLY MAXIMUM | BACT-PSD | OPERATING PERMIT | U | 0 | U | 11.71 | T/YR | ANNUAL MAXIMUM | 0 |  |  | 0 | 0 | N |  | BACT Limit = 0.082 LB/MMBTU (12-Month Rolling Average)
*LA-0315 | G2G PLANT | BIG LAKE FUELS LLC | CALCASIEU | LA | 70605 | USA |  |  |  | 6 | LA001 | LOUISIANA DEPARTMENT OF ENV QUALITY | MR. BRYAN D. JOHNSTON | (225)219-3450 | BRYAN.JOHNSTON@LA.GOV |  | PSD-LA-781 | 2869 | 325110 | Not Found | 09/04/2013 &nbsp;ACT | 05/23/2014 &nbsp;ACT | 2017-03-13 | 2017-03-16 | A |  | The G2G Plant will be a natural gas to gasoline production facility which will use natural gas to produce methanol that will be subsequently converted into gasoline. |  | Recycle Gas Heater - 51B002D | 13.31 | Natural Gas | 33 | MMBTU/HR |  | Carbon Monoxide | Unspecified | (InOrganic Compounds) | 630-08-0 | P | Good Combustion & Clean fuel | 0.082 | LB/MMBTU | HOURLY MAXIMUM | BACT-PSD | OPERATING PERMIT | U | 0 | U | 11.71 | T/YR | ANNUAL MAXIMUM | 0 |  |  | 0 | 0 | N |  | BACT Limit = 0.082 LB/MMBTU (12-Month Rolling Average)
*LA-0315 | G2G PLANT | BIG LAKE FUELS LLC | CALCASIEU | LA | 70605 | USA |  |  |  | 6 | LA001 | LOUISIANA DEPARTMENT OF ENV QUALITY | MR. BRYAN D. JOHNSTON | (225)219-3450 | BRYAN.JOHNSTON@LA.GOV |  | PSD-LA-781 | 2869 | 325110 | Not Found | 09/04/2013 &nbsp;ACT | 05/23/2014 &nbsp;ACT | 2017-03-13 | 2017-03-16 | A |  | The G2G Plant will be a natural gas to gasoline production facility which will use natural gas to produce methanol that will be subsequently converted into gasoline. |  | Recycle Gas Heater - 51B002E | 13.31 | Natural Gas | 33 | MMBTU/HR |  | Carbon Monoxide | Unspecified | (InOrganic Compounds) | 630-08-0 | P | Good Combustion & Clean fuel | 0.082 | LB/MMBTU | HOURLY MAXIMUM | BACT-PSD | OPERATING PERMIT | U | 0 | U | 11.71 | T/YR | ANNUAL MAXIMUM | 0 |  |  | 0 | 0 | N |  | BACT Limit = 0.082 LB/MMBTU (12-Month Rolling Average)
*LA-0315 | G2G PLANT | BIG LAKE FUELS LLC | CALCASIEU | LA | 70605 | USA |  |  |  | 6 | LA001 | LOUISIANA DEPARTMENT OF ENV QUALITY | MR. BRYAN D. JOHNSTON | (225)219-3450 | BRYAN.JOHNSTON@LA.GOV |  | PSD-LA-781 | 2869 | 325110 | Not Found | 09/04/2013 &nbsp;ACT | 05/23/2014 &nbsp;ACT | 2017-03-13 | 2017-03-16 | A |  | The G2G Plant will be a natural gas to gasoline production facility which will use natural gas to produce methanol that will be subsequently converted into gasoline. |  | Regeneraton Heater - 51B001 | 13.31 | Natural Gas | 61 | MMBTU/HR |  | Carbon Monoxide | Unspecified | (InOrganic Compounds) | 630-08-0 | P | Good Combustion & Clean fuel | 0.082 | LB/MMBTU | HOURLY MAXIMUM | BACT-PSD | OPERATING PERMIT | U | 0 | U | 21.91 | T/YR | ANNUAL MAXIMUM | 0 |  |  | 0 | 0 | N |  | BACT Limit = 0.082 LB/MMBTU (12-Month Rolling Average)
OH-0352 | OREGON CLEAN ENERGY CENTER | ARCADIS, US, INC. | LUCAS | OH | 43616 | USA | LYNN GRESOCK | 978-322-4520 | LYNN.GRESOCK@ARCADIS-US.CO | 5 | OH001 | OHIO ENVIRONMENTAL PROTECTION AGENCY | MR. DANA THOMPSON | 614-644-3701 | Dana.thompson@epa.ohio.gov |  | P0110840 | 4931 | 221112 | 110064669737 | 04/03/2013 &nbsp;ACT | 06/18/2013 &nbsp;ACT | 2013-07-15 | 2016-05-04 | A |  | 799 Megawatt Combined Cycle Combustion Turbine Power Plant | The permit is set up to install either 2 Mitsubishi M501 GAC units or 2 Siemens SGT-8000H units, not both; with dedicated heat recovery steam generators (HRSG), steam turbine generator, and electric generator. | Auxillary Boiler | 13.31 | Natural Gas | 99 | MMBtu/H | 99 MMBTU/H auxillary boiler with low-NOx burners and flue gas re-circulation, burning only natural gas. Boiler restricted to 2000 hours of operation per rolling 12-months. | Carbon Monoxide | EPA/OAR Mthd 10 | (InOrganic Compounds) | 630-08-0 | P | Good Combustion & Clean fuel | 0.055 | LB/MMBTU |  | BACT-PSD | OPERATING PERMIT | U | 0 | U | 5.45 | T/YR | PER ROLLING 12-MONTHS | 0.055 | LB/MMBTU |  | 0 | 0 | N |  | BACT: 0.055 LB/MMBTU. Restricted to 2000 hours of operation per rolling 12-months.
LA-0240 | FLOPAM INC. | FLOPAM INC. | IBERVILLE PARISH | LA | 70764 | USA | PETER NICHOLS | 912-884-3366 |  | 6 | LA001 | LOUISIANA DEPARTMENT OF ENV QUALITY | MR. BRYAN D. JOHNSTON | (225)219-3450 | BRYAN.JOHNSTON@LA.GOV | PERMIT REVIEWER: DAN NGUYEN (225) 219-3180 | PSD-LA-747/1280-00141-V0 | 2899 | 325110 | UNKNOWN | 11/23/2009 &nbsp;ACT | 06/14/2010 &nbsp;ACT | 2010-07-14 | 2010-07-22 | A |  | A PROPOSED MANUFACTURING COMPLEX CONSISTS OF AN ACRYLAMIDE PLANT, A POWDER PLANT, A DIALLYLDIMETHYLAMMONIUMCHLORIDE (DADMAC) PLANT, A SPECIALTY PRODUCTS PLANT, AN EMULSION PLANT, A POLYAMINE PLANT, A DIMETHYLAMINEOETHYLACRYLATE (ADAM) PLANT, A CHLOROMETHYLATION (CM) PLANT, AN ACRYLAMIDO TERTIO BUTYL SULFONATE (ATBS) PLANT, AND AUXILIARY AND MISCELLANEOUS EQUIPMENT. | APPLICATION ACCEPTED DATE REFLECTS DATE OF ADMINISTRATIVE COMPLETENESS | Boilers | 13.31 | natural gas | 25.1 | MMBTU/H |  | Carbon Monoxide | Unspecified | (InOrganic Compounds) | 630-08-0 | P | Good Combustion & Clean fuel | 0.037 | LB/MMBTU | HOURLY MAXIMUM | BACT-PSD |  | U | 0 | U | 0.037 | LB/MMBTU |  | 0 |  |  | 0 | 0 | N
*FL-0363 | DANIA BEACH ENERGY CENTER | FLORIDA POWER AND LIGHT COMPANY | BROWARD | FL | 33314 | USA | JOHN HAMPP | 561-691-2894 | JOHN.HAMPP@FPL.COM | 4 | FL001 | FLORIDA DEPT. OF ENVIRONMENTAL PROTECTION | MR. DAVID READ | (850) 717-9000 | David.Read@dep.state.fl.us |  | 0110037-017-AC | 4911 | 221112 | 110002044065 | 07/27/2017 &nbsp;ACT | 12/04/2017 &nbsp;ACT | 2018-04-03 | 2018-04-11 | B | https://arm-permit2k.dep.state.fl.us/nontv/0110037.017.AC.F.ZIP | 1200 megawatt 2-on-1 combined cycle facility, natural gas-fired, with limited ULSD use. GE 7HA turbines | Technical evaluation available at https://arm-permit2k.dep.state.fl.us/nontv/0110037.017.AC.D.ZIP | 99.8 MMBtu/hr auxiliary boiler | 13.31 | Natural gas | 99.8 | MMBtu/hr | Fueled only with natural gas. | Carbon Monoxide | EPA/OAR Mthd 10 | (InOrganic Compounds) | 630-08-0 | P | Good Combustion & Clean fuel | 0.08 | LB/MMBTU |  | BACT-PSD |  | U | 0 | U | 0 |  |  | 0 |  |  | 0 | 0 | N |  | Compliance by initial and annual stack test, or manufacturer guarantee. CO also serves as proxy for VOC.
AR-0140 | BIG RIVER STEEL LLC | BIG RIVER STEEL LLC | MISSISSIPPI | AR | 72370 | USA | DAVID STICKLER | 3309080813 |  | 6 | AR001 | ARKANSAS DEPT OF ENVIRONMENTAL QUALITY | MR. THOMAS RHEAUME | (501) 682-0762 | rheaume@adeq.state.ar.us |  | 2305-AOP-R0 | 3312 | 331111 | 110067436625 | 03/14/2013 &nbsp;ACT | 09/18/2013 &nbsp;ACT | 2016-11-09 | 2016-12-13 | A | HTTP: | THE FACILITY WILL CONSIST OF TWO ELECTRIC ARC FURNACES TO MELT SCRAP IRON AND STEEL, LADLE METALLURGY FURNACES (LMF) TO ADJUST THE CHEMISTRY, A RH DEGASSER AND BOILER FOR FURTHER REFINEMENT, AND CASTERS. |  | FURNACES SN-40 AND SN-42, DECARBURIZING LINE | 13.31 | NATURAL GAS | 22 | MMBTU/H |  | Carbon Monoxide | Unspecified | (InOrganic Compounds) | 630-08-0 | P | Good Combustion & Clean fuel | 0.0824 | LB/MMBTU |  | BACT-PSD |  |  | 0 |  | 0 |  |  | 0 |  |  | 0 | 0 | N
AR-0140 | BIG RIVER STEEL LLC | BIG RIVER STEEL LLC | MISSISSIPPI | AR | 72370 | USA | DAVID STICKLER | 3309080813 |  | 6 | AR001 | ARKANSAS DEPT OF ENVIRONMENTAL QUALITY | MR. THOMAS RHEAUME | (501) 682-0762 | rheaume@adeq.state.ar.us |  | 2305-AOP-R0 | 3312 | 331111 | 110067436625 | 03/14/2013 &nbsp;ACT | 09/18/2013 &nbsp;ACT | 2016-11-09 | 2016-12-13 | A | HTTP: | THE FACILITY WILL CONSIST OF TWO ELECTRIC ARC FURNACES TO MELT SCRAP IRON AND STEEL, LADLE METALLURGY FURNACES (LMF) TO ADJUST THE CHEMISTRY, A RH DEGASSER AND BOILER FOR FURTHER REFINEMENT, AND CASTERS. |  | BOILERS SN-26 AND 27, GALVANIZING LINE | 13.31 | NATURAL GAS | 24.5 | MMBTU/H |  | Carbon Monoxide | Unspecified | (InOrganic Compounds) | 630-08-0 | P | Good Combustion & Clean fuel | 0.0824 | LB/MMBTU |  | BACT-PSD |  |  | 0 |  | 0 |  |  | 0 |  |  | 0 | 0 | N
AR-0140 | BIG RIVER STEEL LLC | BIG RIVER STEEL LLC | MISSISSIPPI | AR | 72370 | USA | DAVID STICKLER | 3309080813 |  | 6 | AR001 | ARKANSAS DEPT OF ENVIRONMENTAL QUALITY | MR. THOMAS RHEAUME | (501) 682-0762 | rheaume@adeq.state.ar.us |  | 2305-AOP-R0 | 3312 | 331111 | 110067436625 | 03/14/2013 &nbsp;ACT | 09/18/2013 &nbsp;ACT | 2016-11-09 | 2016-12-13 | A | HTTP: | THE FACILITY WILL CONSIST OF TWO ELECTRIC ARC FURNACES TO MELT SCRAP IRON AND STEEL, LADLE METALLURGY FURNACES (LMF) TO ADJUST THE CHEMISTRY, A RH DEGASSER AND BOILER FOR FURTHER REFINEMENT, AND CASTERS. |  | BOILER, PICKLE LINE | 13.31 | NATURAL GAS | 67 | MMBTU/H |  | Carbon Monoxide | Unspecified | (InOrganic Compounds) | 630-08-0 | P | Good Combustion & Clean fuel | 0.0824 | LB/MMBTU |  | BACT-PSD |  |  | 0 |  | 0 |  |  | 0 |  |  | 0 | 0 | N
*MD-0042 | WILDCAT POINT GENERATION FACILITY | OLD DOMINION ELECTRIC CORPORATION (ODEC) | CECIL | MD | 17563 | USA | DAVID N. SMITH | 8049684045 | DSMITH@ODEC.COM | 3 | MD001 | MARYLAND DEPARTMENT OF THE ENVIRONMENT | MR. WILLIAM PAUL | (410)537-3276 | bpaul@mde.state.md.us | WILLIAM PAUL 410-537-3276 BILL.PAUL@MARYLAND.GOV | CPCN CASE NO. 9327 | 4911 | 221119 | 110062854834 | 04/08/2014 &nbsp;ACT | 04/08/2014 &nbsp;ACT | 2015-07-31 | 2018-03-23 | A |  | 1000 MEGAWATT COMBINED CYCLE NATURAL GAS-FIRED POWER PLANTFACILITY-WIDE PM10 EMISSION LIMIT = 278 TONS/YR FACILITY-WIDE PM2.5 EMISSION LIMIT = 272 TONS/YR FACILITY-WIDE SAM EMISSION LIMIT = 96 TONS/YR FACILITY-WIDE CO2E EMISSION LIMIT = 3,498,026 TONS/YR | FACILITY-WIDE PM10 EMISSION LIMIT = 278 TONS/YR FACILITY-WIDE PM2.5 EMISSION LIMIT = 272 TONS/YR FACILITY-WIDE SAM EMISSION LIMIT = 96 TONS/YR FACILITY-WIDE CO2E EMISSION LIMIT = 3,498,026 TONS/YR | AUXILLARY BOILER | 13.31 | NATURAL GAS | 45 | MMBTU/H | NATURAL GAS FUEL ONLY, OPERATION OF ULTRA LOW-NOX BURNER TECHNOLOGY, GOOD COMBUSTION PRACTICES, MAX HEAT INPUT OF 90,000 MMBUT/HR PER 12-MONTH ROLLING PERIOD | Carbon Monoxide | Unspecified | (InOrganic Compounds) | 630-08-0 | P | Good Combustion & Clean fuel | 0.036 | LB/MMBTU | 3-HOUR BLOCK AVERAGE | BACT-PSD |  |  | 0 |  | 0 |  |  | 0 |  |  | 0 | 0 | N
MI-0420 | DTE GAS COMPANY--MILFORD COMPRESSOR STATION | DTE GAS COMPANY | OAKLAND | MI | 48042 | USA | BARRY MARIETTA | 313-235-5611 | MARIETTAB@DTEENERGY.COM | 5 | MI001 | MICHIGAN DEPT OF ENVIRONMENTAL QUALITY | MS. CINDY SMITH | (517)284-6802 | SMITHC17@MICHIGAN.GOV | For permit related questions, please contact the permit engineer Ms. Catherine Asselin at 517-284-6786. | 185-15 | 4922 | 486210 | Not Found | 04/12/2016 &nbsp;ACT | 06/03/2016 &nbsp;ACT | 2016-09-16 | 2017-04-28 | B |  | Natural gas compressor station. |  | FGAUXBOILERS | 13.31 | Natural gas | 6 | MMBTU/H | Two natural gas-fired auxiliary boilers, each rated at 6 MMBTU/H fuel heat input. The boilers are identified as EUAUXBOIL2 and EUAUXBOIL3 within the flexible group FGAUXBOILERS. The boilers are subject to 40 CFR Part 63 Subpart DDDDD, which requires tune ups. | Carbon Monoxide | Unspecified | (InOrganic Compounds) | 630-08-0 | P | Good Combustion & Clean fuel | 0.08 | LB/MMBTU | TEST PROTOCOL | BACT-PSD | SIP | N | 0 | N | 0 |  |  | 0 |  |  | 0 | 0 | N |  | The emission limit is 0.08 lb/MMBTU for each boiler. An oxidation catalyst was $32,400/ton of controlled CO.
LA-0204 | PLAQUEMINE PVC PLANT | SHINTECH LOUISIANA LLC | IBERVILLE | LA |  | USA | DAVID WISE | 2256851113 |  | 6 | LA001 | LOUISIANA DEPARTMENT OF ENV QUALITY | MR. BRYAN D. JOHNSTON | (225)219-3450 | BRYAN.JOHNSTON@LA.GOV | PERMIT WRITER: ANTHONY RANDALL, 225-219-3181 | PSD-LA-709(M-1) | 2821 | 325211 | 110020900104 | 03/03/2008 &nbsp;ACT | 02/27/2009 &nbsp;ACT | 2006-06-25 | 2009-08-06 | A |  | NEW 1.3 BILLION POUND PER YEAR PVC PLANT CONSISTING OF A CHLOR-ALKALI UNIT, AND EDC/VCM UNIT, AND A PVC UNIT. | VINYL CHLORIDE - 28.82 TPY. VINYL CHLORIDE (VC) WAS REGULATED AS A PSD POLLUTANT (SIGNIFICANCE LEVEL OF 1 TPY) IN LOUISIANA WHEN THIS PERMIT WAS ISSUED. LOUISIANA'S NSR REFORM RULES, ADOPTED DECEMBER 20, 2005, DELISTED VC. HAPS FROM THE PVC UNIT WERE SUBJECTED TO A 112(J) MACT DETERMINATION AFTER VACATURE OF 40 CFR 63 SUBPART J ON APRIL 19, 2005. BACT FOR VC IS EQUIVALENT TO MACT FOR VC. NNSR: BECAUSE VOC AND NOX EMISSIONS ARE LESS THAN 100 TPY, LAER WAS NOT REQUIRED. OFFSETS WERE REQUIRED PURSUANT TO A STATE-ONLY PROVISION IN LAC 33:III.504. PSD-LA-709(M-1) IS FOR 1) REMOVING A COOLING TOWER (M-8), CORRECTING CAPACITY OF COOLING TOWER M-7, AND 3) INCLUDING 19 EMERGENCY ENGINES AND THREE LOADING HOPPERS. | CRACKING FURNACES A-D | 13.31 |  | 90 | MMBTU/H EA. |  | Carbon Monoxide | Unspecified | (InOrganic Compounds) | 630-08-0 | P | Good Combustion & Clean fuel | 0.046 | LB/MMBTU | THREE ONE-HOUR TEST AVERAGE | BACT-PSD | MACT , OPERATING PERMIT | U | 0 | U | 0 |  |  | 0 |  |  | 0 | 0 | N
IA-0106 | CF INDUSTRIES NITROGEN, LLC - PORT NEAL NITROGEN COMPLEX | CF INDUSTRIES NITROGEN, LLC | WOODBURY | IA | 51054 | USA | MIKE MAAS | 712-233-6222 | MMAAS@CFINDUSTRIES.COM | 7 | IA001 | IOWA DEPARTMENT OF NATURAL RESOURCES AIR QUALITY | MR. GARY SMITH | (515) 725-9563 | GARY.SMITH@DNR.IOWA.GOV | Christopher A. Roling, PE Environmental Engineer Senior Iowa DNR - Air Quality Bureau 7900 Hickman Rd, Suite 1 Windsor Heights, IA 50324 (515) 242-6002 chris.roling@dnr.iowa.gov | PN 13-037 | 2873 | 325311 | 110000414089 | 02/01/2013 &nbsp;ACT | 07/12/2013 &nbsp;ACT | 2013-07-16 | 2016-05-04 | B |  | Nitrogenous fertilizer manufacturing including ammonia, urea, and urea-ammonium nitrate (UAN) solutions. |  | Startup Heater | 13.31 | natural gas | 58.8 | MMBTU/H | Limited to 5.76 MMCF of natural gas/yr | Carbon Monoxide | EPA/OAR Mthd 10 | (InOrganic Compounds) | 630-08-0 | P | Good Combustion & Clean fuel | 0.0194 | LB/MMBTU | AVERAGE OF THREE (3) STACK TEST RUNS | BACT-PSD |  | U | 0 | U | 0.057 | TONS/YR | ROLLING TWELVE (12) MONTH TOTAL | 0 |  |  | 0 | 0 | N
SC-0112 | NUCOR STEEL - BERKELEY | NUCOR STEEL | BERKELEY | SC | 29450 | USA | RAY SIMS | 8433366123 | SIMSR@NUCORSTEEL.COM | 4 | SC001 | SOUTH CAROLINA DEPT OF HEALTH & ENV CTRL, BUREAU OF AIR QUALITY | MR. DENNIS CAMIT | (803)898-4284 | camitdr@dhec.sc.gov | WANDA PARNELL (803) 898-4123 | 0420-0060-DO | 3312 | 331111 | 110000353527 | 12/06/2007 &nbsp;ACT | 05/05/2008 &nbsp;ACT | 2012-05-09 | 2013-10-30 | D |  | SCRAP STEEL RECYCLING MILL |  | VACUUM DEGASSER BOILER | 13.31 | NATURAL GAS | 50.21 | MMBTU/H |  | Carbon Monoxide | Unspecified | (InOrganic Compounds) | 630-08-0 | P | Good Combustion & Clean fuel | 0.061 | LB/MMBTU |  | BACT-PSD |  | U | 0 | U | 3.06 | LB/H |  | 0.061 | LB/MMBTU |  | 0 | 0 | N
SC-0112 | NUCOR STEEL - BERKELEY | NUCOR STEEL | BERKELEY | SC | 29450 | USA | RAY SIMS | 8433366123 | SIMSR@NUCORSTEEL.COM | 4 | SC001 | SOUTH CAROLINA DEPT OF HEALTH & ENV CTRL, BUREAU OF AIR QUALITY | MR. DENNIS CAMIT | (803)898-4284 | camitdr@dhec.sc.gov | WANDA PARNELL (803) 898-4123 | 0420-0060-DO | 3312 | 331111 | 110000353527 | 12/06/2007 &nbsp;ACT | 05/05/2008 &nbsp;ACT | 2012-05-09 | 2013-10-30 | D |  | SCRAP STEEL RECYCLING MILL |  | TUNNEL FURNACE BURNERS | 13.31 | NATURAL GAS | 58 | MMBTU/H | THIS PROJECT IS ADDING AN ADDITIONAL 58 MILLION BTU/HR HEAT INPUT TO EXISTING TUNNEL FURNACE SYSTEM. | Carbon Monoxide | Unspecified | (InOrganic Compounds) | 630-08-0 | P | Good Combustion & Clean fuel | 0.084 | LB/MMBTU |  | BACT-PSD |  | U | 0 | U | 0 |  |  | 0.084 | LB/MMBTU |  | 0 | 0 | N |  | EMISSION LIMITS ARE FROM NEW TUNNEL FURNACE BURNERS
OK-0128 | MID AMERICAN STEEL ROLLING MILL | MID AMERICAN STEEL AND WIRE COMPANY | MARSHALL | OK | 73446 | USA |  |  |  | 6 | OK001 | OKLAHOMA DEPARTMENT OF ENVIRONMENTAL QUALITY | MR. LEE WARDEN | (405)702-4182 | LEE.WARDEN@DEQ.OK.GOV |  | 2003-106-C(M-1) PSD | 3312 | 331111 | 110022524062 | 03/26/2008 &nbsp;ACT | 09/08/2008 &nbsp;ACT | 2008-12-31 | 2010-12-17 | B |  | THE FACILITY WAS CONSTRUCTED UNDER PERMIT NO. 2003-106-C ISSUED MARCH 25, 2003, AND IS CURRENTLY OPERATED UNDER PERMIT NO. 2003-106-O ISSUED JANUARY 3, 2005. THE FACILITY CURRENTLY OPERATES A SINGLE 74 MMBTUH GAS-FIRED FURNACE FOR SOFTENING STEEL BILLETS SO THAT THEY CAN BE DRAWN IN TO WIRE. | MID AMERICAN PROPOSES TO INSTALL TWO ELECTRIC ARC STEEL MELTING FURNACES. THE FURNACES WERE FABRICATED IN 2000 FOR INSTALLATION AT ANOTHER COMPANY SITE THAT WAS NOT CONSTRUCTED, THE PROPOSED GRIFFIN WHEEL PLANT AT TULSA. THE PROPOSED FURNACES WILL BE CAPABLE OF PRODUCING A TOTAL OF APPROXIMATELY 80 TONS/HR (640,000 TONS PER YEAR) OF Â¿BILLETÂ¿ Â¿ (BAR-SHAPED INGOTS) STEEL. THE STEEL MAY BE USED ON-SITE IN THE EXISTING WIRE PRODUCTION UNIT OR SOLD TO OTHER MILLS. | Ladle pre-heater and refractory drying | 13.31 | natural gas | 0 |  |  | Carbon Monoxide | Unspecified | (InOrganic Compounds) | 630-08-0 | P | Good Combustion & Clean fuel | 0.084 | LB/MMBTU |  | BACT-PSD |  | U | 0 | U | 0 |  |  | 0 |  |  | 0 | 0 | N
OK-0173 | CMC STEEL OKLAHOMA | COMMERCIAL METALS COMPANY | BRYAN | OK | 74701 | USA | RANDALL WALKER | 830-372-8507 | RANDALL.WALKER@CMC.COM | 6 | OK001 | OKLAHOMA DEPARTMENT OF ENVIRONMENTAL QUALITY | MR. LEE WARDEN | (405)702-4182 | LEE.WARDEN@DEQ.OK.GOV |  | 2015-0643-C PSD | 3312 | 331111 | 013-00047 | 09/09/2015 &nbsp;ACT | 01/19/2016 &nbsp;ACT | 2016-01-19 | 2016-07-07 | A |  | In this steel mill, CMC will manufacture steel products from scrap steel. Iron ore will not be processed at the mill. Scrap metal will be transported into the facility to be used as feedstock for the Melt Shop. Once the molten steel reaches the desired conditions, it will be transferred to a large refractory-lined vessel known as a ladle. The ladle will be transported to a continuous caster, where the steel will be poured into a refractory-lined surge vessel called a tundish and subsequently into a water-cooled mold. After casting, the continuous steel strand will be rolled to the desired shape. After rolling, the steel will be cooled, bundled, and stored. To produce some structural material such as angles and channels, the rebar will be unbundled and passed through a straightener roller process. The finished products will be shipped off-site by truck as needed for use by customers. | Emissions of NOx, CO, VOC, SO2,PM10/PM2.5, and GHG exceed the applicable SER. Therefore, each is subject to PSD review. | Heaters (Gas-Fired) | 13.31 | Natural Gas | 0 |  | Numerous gas-fired heaters will be installed. The application requested that the sizes all be kept confidential. | Carbon Monoxide | Unspecified | (InOrganic Compounds) | 630-08-0 | P | Good Combustion & Clean fuel | 0.084 | LB/MMBTU |  | BACT-PSD | N/A | U | 0 | U | 0 |  |  | 0 |  |  | 0 | 0 | N
*PA-0310 | CPV FAIRVIEW ENERGY CENTER | CPV FAIRVIEW, LLC | CAMBRIA | PA |  | USA |  |  |  | 3 | PA001 | PENNSYLVANIA DEPT OF ENVIRONMENTAL PROTECTION, BUREAU OF AIR QUALITY | MR. ROBERT COOK | (717)772-3974 | rwcook@pa.gov |  | 11-00536A | 4911 | 221112 | 110064823721 | 09/15/2015 &nbsp;ACT | 09/02/2016 &nbsp;ACT | 2017-07-18 | 2017-07-31 | A |  | This plan approval authorizes CPV Fairview, LLC to construct and temporarily operate the Fairview Energy Center. Air contamination sources and air cleaning devices authorized for construction and temporary operation under this plan approval include: A combined cycle electric generating unit consisting of two (2) General Electric (&quot;GE&quot;) 7HA.02 &quot;H&quot;-class combustion turbines each with maximum fuel type-based heat input of 3,338-MMBtu/hr (natural gas), 3,274-MMBtu/hr (ULSD), 3,199 MMBtu/hr (ethane blend), and equipped with dry low-NOx combustors and evaporative turbine intake cooling; two (2) heat recovery steam generators (HRSGs) each equipped with a low-NOx duct burner with maximum heat input of 425-MMBtu/hr, and a common steam turbine generator. Exhaust emissions from each combined cycle electric generating unit will be controlled by oxidation catalyst and selective catalytic reduction (SCR). - One (1) up to 12-cell mechanical draft wet cooling tower with high-efficiency drift eliminator. - One (1) natural gas-fired auxiliary boiler with maximum heat input of 92.4 MMBtu/hr. - One (1) natural gas-fired dew point heater with maximum heat input of 12.8 MMBtu/hr. - One (1) natural gas-fired dew point heater with maximum heat input of 3.2 MMBtu/hr. - Two (2) 1,500-ekW diesel-fired emergency genset engines. - One (1) 422-bhp diesel-fired fire water pump engine. - One (1) 1,000,000-gallon ULSD storage tank. - Eight (8) sulfur hexafluoride (SF6) circuit breakers. - Plant roadways. - Natural gas and ethane blend piping components. |  | Auxilary boiler | 13.31 | Natural Gas | 92.4 | MMBtu/hr | Operation of the auxiliary boiler shall not exceed 4000 hrs in any continuous 12-month period. | Carbon Monoxide | Unspecified | (InOrganic Compounds) | 630-08-0 | P | Good Combustion & Clean fuel | 0.037 | LB/MMBTU | AVG OF 3 1-HR TEST RUNS | BACT-PSD | NSPS | U | 0 | U | 6.84 | TPY | 12-MONTH ROLLING BASIS | 0 |  |  | 0 | 0 | N
*VA-0321 | BRUNSWICK COUNTY POWER STATION | VIRGINIA ELECTRIC AND POWER COMPANY | BRUNSWICK | VA | 23856 | USA | JEFFREY ZEHNER | 804-273-3145 | JEFFREY.R.ZEHNER@DOM.COM | 3 | VA001 | VIRGINIA DEPT. OF ENVIRONMENTAL QUALITY; DIVISION OF AIR QUALITY | MR. YOGESH DOSHI | (804)698-4017 | Yogesh.doshi@deq.virginia.gov | For technical information about this facility, please contact the Air Permit writer, Alison Sinclar, by phone at (804) 527-5155 or by e-mail: Alison.Sinclair@deq.virginia.gov | 52404-001 | 4911 | 221112 | 110055066440 | 12/21/2012 &nbsp;ACT | 03/12/2013 &nbsp;ACT | 2013-04-03 | 2016-07-07 | A | http://www.deq.virginia.gov/Programs/Air/PermittingCompliance/Permitting/IssuedPSDNANSRPermits.aspx,http://www.deq.virginia.gov/Programs/Air/PermittingCompliance/Permitting/IssuedPSDNANSRPermits.aspx,http://www.deq.virginia.gov/Programs/Air/PermittingCompliance/Permitting/IssuedPSDNANSRPermits.aspx,http://www.deq.virginia.gov/Programs/Air/PermittingCompliance/Permitting/IssuedPSDNANSRPermits.aspx | New, combined-cycle, natural gas-fired, electrical power generating facility. |  | Auxiliary Boiler (30.6 mmBtu/hr) | 13.31 | natural gas | 263000000 | standard cubic ft | 12 month rolling total | Carbon Monoxide | Unspecified | (InOrganic Compounds) | 630-08-0 | P | Good Combustion & Clean fuel | 0.037 | LB/MMBTU |  | BACT-PSD | NSPS , SIP | N | 0 | U | 0.037 | LB/MMBTU |  | 0 |  |  | 0 | 0 | N |  | Emission Limit 2: 1.2 lbs/r; 5.0 tons/yr; 12 month rolling total Initial performance test Track monthly and annual natural gas throughput
AR-0138 | NUCOR CORPORATION - NUCOR STEEL, ARKANSAS | NUCOR CORPORATION - NUCOR STEEL, ARKANSAS | MISSISSIPPI COUNTY | AR | 72315 | USA | WAYNE TURNEY | 8707622100 |  | 6 | AR001 | ARKANSAS DEPT OF ENVIRONMENTAL QUALITY | MR. THOMAS RHEAUME | (501) 682-0762 | rheaume@adeq.state.ar.us |  | 1139-AOP-R14 | 3312 | 331111 | 110000452180 | 06/06/2011 &nbsp;ACT | 02/17/2012 &nbsp;ACT | 2016-11-09 | 2016-12-13 | D | HTTP:ADEQ.STATE.AR.US/DOWNLOADS/WEBDATABASES/PERMITSONLINE/AIR/1139-AOP-R16.PDF | NUCOR STEEL (NUCOR), A DIVISION OF NUCOR CORPORATION, OWNS AND OPERATES A SCRAP STEEL MILL IN HICKMAN, MISSISSIPPI COUNTY, ARKANSAS (APPROXIMATELY 10 MILES EAST OF BLYTHEVILLE). NUCOR PRODUCES FLAT-ROLLED STEEL PRIMARILY FROM STEEL SCRAP AND SCRAP SUBSTITUTES USING THE ELECTRIC ARC FURNACE (EAF) PROCESS. |  | VTD BOILER | 13.31 | NATURAL GAS | 50.4 | MMBTU/H |  | Carbon Monoxide | Unspecified | (InOrganic Compounds) | 630-08-0 | P | GOOD COMBUSTION PRACTICE | 0.061 | LB/MMBTU |  | BACT-PSD |  | U | 0 | U | 13.5 | T/YR |  | 0.061 | LB/MMBTU | 3 HR | 0 | 0 | N
FL-0335 | SUWANNEE MILL | KLAUSER HOLDING USA, INC. | SUWANNEE COUNTY | FL | 32060 | USA | MICHEL FUNK | 843-626-9600 | MICHAEL.FUNK@KLAUSNER-GROUP.COM | 4 | FL001 | FLORIDA DEPT. OF ENVIRONMENTAL PROTECTION | MR. DAVID READ | (850) 717-9000 | David.Read@dep.state.fl.us | David Read is the permitting engineer for this project, 850-717-9075. | 1210468-001-AC(PSD-FL-417) | 2421 | 321113 | Not Available | 01/09/2012 &nbsp;ACT | 09/05/2012 &nbsp;ACT | 2012-10-29 | 2013-05-30 | U |  | The Suwannee Mill produces dimensional kiln dried lumber and timber byproducts consisting of bark, wood chips, sawdust, and dry shavings. When the facility is fully constructed, the mill has a maximum annual production capacity of 700 MMBF/yr. The mill processes tree-length green saw logs into dimensional lumber. Raw materials, finished lumber and saleable by-products are received and dispatched from the facility by truck or rail. | The Suwannee Mill produces dimensional kiln dried lumber and timber byproducts consisting of bark, wood chips, sawdust, and dry shavings. When the facility is fully constructed, the mill has a maximum annual production capacity of 700 MMBF/yr. The mill processes tree-length green saw logs into dimensional lumber. Raw materials, finished lumber and saleable by-products are received and dispatched from the facility by truck or rail. The mill will operate kilns that heat the green rough sawn lumber to reduce the moisture content to meet required finished product market specifications. The kilns are heated with hot water that is generated in four natural gas-fired boilers (46 million British thermal units per hour (MMBtu/hr)) and two biomass-fired boilers (120 MMBtu/hr). The biomass boilers are fired by untreated bark, wood chips, and sawdust that are byproducts of the mills operation. Clean, untreated woody biomass obtained from off-site sources may also be fired in the biomass boilers | Four(4) Natural Gas Boilers - 46 MMBtu/hour | 13.31 | Natural Gas | 46 | MMBTU/H | The four natural gas boilers are used to generate the hot water that is used in the lumber kiln drying process. Two boilers each share a common stack for a total of two stacks. In the initial phase of construction, two natural gas fired boilers will supply hot water to one block of kilns. As other kiln blocks are completed, the two other natural gas boilers will be constructed and brought online. Finally, the two biomass boilers will be built and brought on line. | Carbon Monoxide | EPA/OAR Mthd 10B | (InOrganic Compounds) | 630-08-0 | P | Good Combustion Practice | 0.039 | LB/MMBTU |  | BACT-PSD |  | U | 0 | U | 0 |  |  | 0 |  |  | 0 | 0 | N
NY-0103 | CRICKET VALLEY ENERGY CENTER | CRICKET VALLEY ENERGY CENTER LLC | USA | NY | 12522-0407 | USA |  | 845-877-0596 | INFO@CRICKETVALLEY.COM | 2 | NY001 | NEW YORK DEPT. OF ENVIRONMENTAL CONSERVATION | MR. NICK ONDERDONK-MILNE | (518)402-8403 | nick.onderdonk-milne@dec.ny.gov | DEC Region 3 845-256-3000 | 3-1326-00275/00009 | 4911 | 221112 | 110043340364 | 02/03/2016 &nbsp;ACT | 02/03/2016 &nbsp;ACT | 2017-08-24 | 2017-09-28 | A | http://www.dec.ny.gov/chemical/32249.html | Cricket Valley Energy Center LLC (CVEC) constructed the Cricket Valley Energy Center (the Facility), a nominal net 1,000-megawatt (MW) combined-cycle gas turbine electric generating facility, on a site located in Dover, Dutchess County, New York. The Facility consists of three General Electric (GE) Model 7FA.05 combustion turbine generators (CTGs) operating in combined-cycle mode with supplemental firing of the heat recovery steam generators (HRSGs); natural gas will be the sole fuel fired in the CTGs and duct burners. The Facility will include a natural gas-fired auxiliary boiler, four ultra-low sulfur distillate (ULSD) fired black-start generator engines and a ULSD-fired emergency fire pump engine. In addition to the air emitting equipment, the Facility will include three steam turbine generators (STGs), an air cooled condenser (ACC) and associated auxiliary equipment and systems. Each combined cycle generating unit consisting of the CTG, HRSG and STG will be exhausted through its own stack. Air emissions from the proposed Facility primarily consist of products of combustion from the CTGs, HRSG duct burners, and ancillary combustion sources. Dutchess County is designated as in attainment with respect to the National Ambient Air Quality Standards (NAAQS) for all criteria pollutants with the exception of ozone. Based upon the potential to emit (PTE) estimates, the Facility is subject to Prevention of Significant Deterioration (PSD) requirements for emissions of carbon monoxide (CO); nitrogen oxides (NOx); particulate matter (PM) with a diameter equal to or less than 10 microns (PM10), PM with a diameter equal to or less than 2.5 microns (PM2.5); greenhouse gases (GHG); sulfuric acid mist (H2SO4); and volatile organic compounds (VOC). In accordance with the NYSDECâ€™s Nonattainment New Source Review (NNSR) permitting program, the Facility is also subject to NNSR for emissions of NOx and VOC. |  | Auxiliary boiler | 13.31 | natural gas | 60 | MMBTU/H | Limited to 4,500 H/YR | Carbon Monoxide | EPA/OAR Mthd 10 | (InOrganic Compounds) | 630-08-0 | P | good combustion practice | 0.0375 | LB/MMBTU | 1 H | BACT-PSD |  | U | 0 | U | 0 |  |  | 0 |  |  | 0 | 0 | N
NY-0104 | CPV VALLEY ENERGY CENTER | CPV VALLEY LLC | ORANGE | NY | 10940 | USA |  |  |  | 2 | NY001 | NEW YORK DEPT. OF ENVIRONMENTAL CONSERVATION | MR. NICK ONDERDONK-MILNE | (518)402-8403 | nick.onderdonk-milne@dec.ny.gov | DEC Region 3 845-256-3000 | 3-335600136/00001 | 4911 | 221112 | 110043332471 | 08/01/2013 &nbsp;ACT | 08/01/2013 &nbsp;ACT | 2017-08-25 | 2017-09-28 | A |  | CPV Valley Energy Center is a 680 MW combined cycle electric generating facility located in Middletown, NY. The combustion turbines are rated at 2,234 MMBTU/H firing natural gas and 2,145 MMBTU/H firing diesel fuel. The duct burners are rated for 500 MMBTU/H firing natural gas. In addition to the turbines their emission limits for the auxiliary boiler (73.5 MMBTU/H), emergency generator, fire pump, and gas heater. | State Facility Permit | Auxiliary boiler | 13.31 | natural gas | 0 |  |  | Carbon Monoxide | EPA/OAR Mthd 10 | (InOrganic Compounds) | 630-08-0 | P | Good combustion practice. | 0.0721 | LB/MMBTU | 1 H | BACT-PSD |  | U | 0 | U | 0 |  |  | 0 |  |  | 0 | 0 | N
*WV-0029 | HARRISON COUNTY POWER PLANT | ESC HARRISON COUNTY POWER, LLC | HARRISON | WV | 26301 | USA | ANDREW DORN | 7163121042 | DREWDORN@ENSOLCONSORTIUM.COM | 3 | WV001 | WEST VIRGINIA DEPT. OF ENVRIONMENTAL PROTECTION; DIV. OF AIR QUALITY | MR. JOE KESSLER, PE | (304)926-0499X1219 | Joseph.r.kessler@wv.gov | Permit Engineer: Mr. Steve Pursley 304-926-0499 x1218 steven.r.pursley@wv.gov | R14-0036 | 4911 | 221112 | Not Found | 04/26/2017 &nbsp;ACT | 03/27/2018 &nbsp;ACT | 2018-06-25 | 2018-06-25 | A | https://dep.wv.gov/daq/Documents/March 2018 Permits and Evals/033-00264_PERM_R14-0036.pdf | Nominal 640 mWe natural gas-fired combined-cycle power plant. Small sources: Emergency Generator, Fire Water Pump, Fuel Gas Heater not included in RBLC - may request info or see permit for details. |  | Auxiliary Boiler | 13.31 | Natural Gas | 77.8 | mmBtu/hr | Annual emission based on 4600 hours/year. | Carbon Monoxide | Unspecified | (InOrganic Compounds) | 630-08-0 | P | Good Combustion Practices | 0.037 | LB/MMBTU |  | BACT-PSD |  | U | 0 | U | 6.58 | TONS/YEAR |  | 0.037 | LB/MMBTU |  | 0 | 0 | N
WY-0070 | CHEYENNE PRAIRIE GENERATING STATION | BLACK HILLS POWER, INC. | LARAMIE | WY | 82009 | USA | TIM ROGERS | (605) 721-2286 | TIM.ROGERS@BLACKHILLSCORP.COM | 8 | WY001 | WYOMING AIR QUAL DIVISION, AIR QUALITY | MR. ANDREW KEYFAUVER | (307)777-7340 | andrew.keyfauver@wyo.gov |  | CT-12636 | 491 | 221112 | Not Found | 03/01/2012 &nbsp;ACT | 08/28/2012 &nbsp;ACT | 2012-08-23 | 2018-05-11 | A |  | A nominal 220 megawatt (MW) gross electrical facility. The station is to consist of five (5) 40 MW GE LM6000 combustion turbine generators with two (2) of the turbines operating in combined cycle mode for an additional 20 MW in generation. |  | Inlet Air Heater (EP06) | 13.31 | Natural Gas | 16.1 | MMBTU/H |  | Carbon Monoxide | EPA/OAR Mthd 10 | (InOrganic Compounds) | 630-08-0 | P | good combustion practices | 0.08 | LB/MMBTU | 3-HOUR AVERAGE | BACT-PSD |  | N | 0 | U | 1.3 | LB/H | 3-HOUR AVERAGE | 2.7 | T/YR |  | 0 | 0 | N |  | limited to 4,380 hours of operation per calendar year
WY-0070 | CHEYENNE PRAIRIE GENERATING STATION | BLACK HILLS POWER, INC. | LARAMIE | WY | 82009 | USA | TIM ROGERS | (605) 721-2286 | TIM.ROGERS@BLACKHILLSCORP.COM | 8 | WY001 | WYOMING AIR QUAL DIVISION, AIR QUALITY | MR. ANDREW KEYFAUVER | (307)777-7340 | andrew.keyfauver@wyo.gov |  | CT-12636 | 491 | 221112 | Not Found | 03/01/2012 &nbsp;ACT | 08/28/2012 &nbsp;ACT | 2012-08-23 | 2018-05-11 | A |  | A nominal 220 megawatt (MW) gross electrical facility. The station is to consist of five (5) 40 MW GE LM6000 combustion turbine generators with two (2) of the turbines operating in combined cycle mode for an additional 20 MW in generation. |  | Inlet Air Heater (EP07) | 13.31 | Natural Gas | 16.1 | MMBTU/H |  | Carbon Monoxide | EPA/OAR Mthd 10 | (InOrganic Compounds) | 630-08-0 | P | good combustion practices | 0.08 | LB/MMBTU | 3-HOUR AVERAGE | BACT-PSD |  | N | 0 | U | 1.3 | LB/H | 3-HOUR AVERAGE | 2.7 | T/YR |  | 0 | 0 | N |  | limited to 4,380 hours of operation per calendar year
WY-0070 | CHEYENNE PRAIRIE GENERATING STATION | BLACK HILLS POWER, INC. | LARAMIE | WY | 82009 | USA | TIM ROGERS | (605) 721-2286 | TIM.ROGERS@BLACKHILLSCORP.COM | 8 | WY001 | WYOMING AIR QUAL DIVISION, AIR QUALITY | MR. ANDREW KEYFAUVER | (307)777-7340 | andrew.keyfauver@wyo.gov |  | CT-12636 | 491 | 221112 | Not Found | 03/01/2012 &nbsp;ACT | 08/28/2012 &nbsp;ACT | 2012-08-23 | 2018-05-11 | A |  | A nominal 220 megawatt (MW) gross electrical facility. The station is to consist of five (5) 40 MW GE LM6000 combustion turbine generators with two (2) of the turbines operating in combined cycle mode for an additional 20 MW in generation. |  | Inlet Air Heater (EP08) | 13.31 | Natural Gas | 16.1 | MMBTU/H |  | Carbon Monoxide | EPA/OAR Mthd 10 | (InOrganic Compounds) | 630-08-0 | P | good combustion practices | 0.08 | LB/MMBTU | 3-HOUR AVERAGE | BACT-PSD |  | N | 0 | U | 1.3 | LB/H | 3-HOUR AVERAGE | 2.7 | T/YR |  | 0 | 0 | N |  | limited to 4,380 hours of operation per calendar year
WY-0070 | CHEYENNE PRAIRIE GENERATING STATION | BLACK HILLS POWER, INC. | LARAMIE | WY | 82009 | USA | TIM ROGERS | (605) 721-2286 | TIM.ROGERS@BLACKHILLSCORP.COM | 8 | WY001 | WYOMING AIR QUAL DIVISION, AIR QUALITY | MR. ANDREW KEYFAUVER | (307)777-7340 | andrew.keyfauver@wyo.gov |  | CT-12636 | 491 | 221112 | Not Found | 03/01/2012 &nbsp;ACT | 08/28/2012 &nbsp;ACT | 2012-08-23 | 2018-05-11 | A |  | A nominal 220 megawatt (MW) gross electrical facility. The station is to consist of five (5) 40 MW GE LM6000 combustion turbine generators with two (2) of the turbines operating in combined cycle mode for an additional 20 MW in generation. |  | Inlet Air Heater (EP09) | 13.31 | Natural Gas | 16.1 | MMBTU/H |  | Carbon Monoxide | EPA/OAR Mthd 10 | (InOrganic Compounds) | 630-08-0 | P | good combustion practices | 0.08 | LB/MMBTU | 3-HOUR AVERAGE | BACT-PSD |  | N | 0 | U | 1.3 | LB/H | 3-HOUR AVERAGE | 2.7 | T/YR |  | 0 | 0 | N |  | limited to 4,380 hours of operation per calendar year
WY-0070 | CHEYENNE PRAIRIE GENERATING STATION | BLACK HILLS POWER, INC. | LARAMIE | WY | 82009 | USA | TIM ROGERS | (605) 721-2286 | TIM.ROGERS@BLACKHILLSCORP.COM | 8 | WY001 | WYOMING AIR QUAL DIVISION, AIR QUALITY | MR. ANDREW KEYFAUVER | (307)777-7340 | andrew.keyfauver@wyo.gov |  | CT-12636 | 491 | 221112 | Not Found | 03/01/2012 &nbsp;ACT | 08/28/2012 &nbsp;ACT | 2012-08-23 | 2018-05-11 | A |  | A nominal 220 megawatt (MW) gross electrical facility. The station is to consist of five (5) 40 MW GE LM6000 combustion turbine generators with two (2) of the turbines operating in combined cycle mode for an additional 20 MW in generation. |  | Inlet Air Heater (EP10) | 13.31 | Natural Gas | 16.1 | MMBTU/H |  | Carbon Monoxide | EPA/OAR Mthd 10 | (InOrganic Compounds) | 630-08-0 | P | good combustion practices | 0.08 | LB/MMBTU | 3-HOUR AVERAGE | BACT-PSD |  | N | 0 | U | 1.3 | LB/H | 3-HOUR AVERAGE | 2.7 | T/YR |  | 0 | 0 | N |  | limited to 4,380 hours of operation per calendar year
WY-0070 | CHEYENNE PRAIRIE GENERATING STATION | BLACK HILLS POWER, INC. | LARAMIE | WY | 82009 | USA | TIM ROGERS | (605) 721-2286 | TIM.ROGERS@BLACKHILLSCORP.COM | 8 | WY001 | WYOMING AIR QUAL DIVISION, AIR QUALITY | MR. ANDREW KEYFAUVER | (307)777-7340 | andrew.keyfauver@wyo.gov |  | CT-12636 | 491 | 221112 | Not Found | 03/01/2012 &nbsp;ACT | 08/28/2012 &nbsp;ACT | 2012-08-23 | 2018-05-11 | A |  | A nominal 220 megawatt (MW) gross electrical facility. The station is to consist of five (5) 40 MW GE LM6000 combustion turbine generators with two (2) of the turbines operating in combined cycle mode for an additional 20 MW in generation. |  | Inlet Air Heater (EP11) | 13.31 | Natural Gas | 16.1 | MMBTU/H |  | Carbon Monoxide | EPA/OAR Mthd 10 | (InOrganic Compounds) | 630-08-0 | P | good combustion practices | 0.08 | LB/MMBTU | 3-HOUR AVERAGE | BACT-PSD |  | N | 0 | U | 1.3 | LB/H | 3-HOUR AVERAGE | 2.7 | T/YR |  | 0 | 0 | N |  | limited to 4,380 hours of operation per calendar year
WY-0066 | MEDICINE BOW IGL PLANT | MEDICINE BOW FUEL & POWER | CARBON | WY |  | USA | ROBERT MOSS |  |  | 8 | WY001 | WYOMING AIR QUAL DIVISION, AIR QUALITY | MR. ANDREW KEYFAUVER | (307)777-7340 | andrew.keyfauver@wyo.gov |  | CT-5873 | 1311 | 324110 | 110009762051 | 06/20/2007 &nbsp;ACT | 03/04/2009 &nbsp;ACT | 2009-03-19 | 2009-04-20 | A |  | COAL TO LIQUIDS PLANT |  | GASIFICATION PREHEATER 2 | 13.31 | NATURAL GAS | 21 | MMBTU/H | 500 HOURS OF OPERATION | Carbon Monoxide | Unspecified | (InOrganic Compounds) | 630-08-0 | N | GOOD COMBUSTION PRACTICES | 0.08 | LB/MMBTU | HOURLY | BACT-PSD |  | N | 0 | N | 1.7 | LB/H | HOURLY | 0.4 | T/YR | ANNUAL | 0 | 0 | N
WY-0066 | MEDICINE BOW IGL PLANT | MEDICINE BOW FUEL & POWER | CARBON | WY |  | USA | ROBERT MOSS |  |  | 8 | WY001 | WYOMING AIR QUAL DIVISION, AIR QUALITY | MR. ANDREW KEYFAUVER | (307)777-7340 | andrew.keyfauver@wyo.gov |  | CT-5873 | 1311 | 324110 | 110009762051 | 06/20/2007 &nbsp;ACT | 03/04/2009 &nbsp;ACT | 2009-03-19 | 2009-04-20 | A |  | COAL TO LIQUIDS PLANT |  | GASIFICATION PREHEATER 3 | 13.31 | NATURAL GAS | 21 | MMBTU/H | 500 HOURS OF OPERATION | Carbon Monoxide | Unspecified | (InOrganic Compounds) | 630-08-0 | N | GOOD COMBUSTION PRACTICES | 0.08 | LB/MMBTU | HOURLY | BACT-PSD |  | N | 0 | U | 1.7 | LB/H | HOURLY | 0.4 | T/YR | ANNUAL | 0 | 0 | N
WY-0066 | MEDICINE BOW IGL PLANT | MEDICINE BOW FUEL & POWER | CARBON | WY |  | USA | ROBERT MOSS |  |  | 8 | WY001 | WYOMING AIR QUAL DIVISION, AIR QUALITY | MR. ANDREW KEYFAUVER | (307)777-7340 | andrew.keyfauver@wyo.gov |  | CT-5873 | 1311 | 324110 | 110009762051 | 06/20/2007 &nbsp;ACT | 03/04/2009 &nbsp;ACT | 2009-03-19 | 2009-04-20 | A |  | COAL TO LIQUIDS PLANT |  | GASIFICATION PREHEATER 4 | 13.31 | NATURAL GAS | 21 | MMBTU/H | 500 HOURS OF OPERATION | Carbon Monoxide | Unspecified | (InOrganic Compounds) | 630-08-0 | N | GOOD COMBUSTION PRACTICES | 0.08 | LB/MMBTU | HOURLY | BACT-PSD |  | N | 0 | U | 1.7 | LB/H | HOURLY | 0.4 | T/YR | ANNUAL | 0 | 0 | N
WY-0066 | MEDICINE BOW IGL PLANT | MEDICINE BOW FUEL & POWER | CARBON | WY |  | USA | ROBERT MOSS |  |  | 8 | WY001 | WYOMING AIR QUAL DIVISION, AIR QUALITY | MR. ANDREW KEYFAUVER | (307)777-7340 | andrew.keyfauver@wyo.gov |  | CT-5873 | 1311 | 324110 | 110009762051 | 06/20/2007 &nbsp;ACT | 03/04/2009 &nbsp;ACT | 2009-03-19 | 2009-04-20 | A |  | COAL TO LIQUIDS PLANT |  | GASIFICATION PREHEATER 5 | 13.31 | NATURAL GAS | 21 | MMBTU/H | 500 HOURS OF OPERATION | Carbon Monoxide | Unspecified | (InOrganic Compounds) | 630-08-0 | N | GOOD COMBUSTION PRACTICES | 0.08 | LB/MMBTU | HOURLY | BACT-PSD |  | N | 0 | U | 1.7 | LB/H | HOURLY | 0.4 | T/YR | ANNUAL | 0 | 0 | N
WY-0066 | MEDICINE BOW IGL PLANT | MEDICINE BOW FUEL & POWER | CARBON | WY |  | USA | ROBERT MOSS |  |  | 8 | WY001 | WYOMING AIR QUAL DIVISION, AIR QUALITY | MR. ANDREW KEYFAUVER | (307)777-7340 | andrew.keyfauver@wyo.gov |  | CT-5873 | 1311 | 324110 | 110009762051 | 06/20/2007 &nbsp;ACT | 03/04/2009 &nbsp;ACT | 2009-03-19 | 2009-04-20 | A |  | COAL TO LIQUIDS PLANT |  | GASIFICATION PREHEATER 1 | 13.31 | NATURAL GAS | 21 | MMBTU/H | 500 HOURS OF OPERATION | Carbon Monoxide | Unspecified | (InOrganic Compounds) | 630-08-0 | N | GOOD COMBUSTION PRACTICES | 0.08 | LB/MMBTU | HOURLY | BACT-PSD |  | N | 0 | N | 1.7 | LB/H | HOURLY | 0.4 | T/YR | ANNUAL | 0 | 0 | N
MI-0406 | RENAISSANCE POWER LLC | LS POWER DEVELOPMENT LLC | MONTCALM | MI | 48811 | USA | BRADLEY COOLEY | 636-534-3268 | BCOOLEY@LSPOWER.COM | 5 | MI001 | MICHIGAN DEPT OF ENVIRONMENTAL QUALITY | MS. CINDY SMITH | (517)284-6802 | SMITHC17@MICHIGAN.GOV | Please contact the permit engineer, Melissa Byrnes, at 517-284-6790 or at BYRNESM@michigan.gov for technical questions regarding this permit. Thank you. | 51-13 | 4911 | 221112 | 2611705287 | 07/13/2013 &nbsp;ACT | 11/01/2013 &nbsp;ACT | 2014-03-19 | 2016-07-07 | C |  | For technical questions regarding this permit, please contact the permit engineer, Melissa Byrnes, at 517-284-6790. Thank you. | Other facility-wide pollutants not listed below (tpy): PM10=211.19+ PM2.5=205.24+ Lead=0.0027+ CO2e=5,398,441+ Sulfuric Acid Mist=5.67+ | FG-AUXBOILER1-2; Two (2) natural gas-fired auxiliary boilers. | 13.31 | natural gas | 40 | MMBTU/H | Two (2) natural gas-fired auxiliary boilers. 40 MMBTU/H each. Fuel restriction = 360.8 MMSCF/YR total for both units. | Carbon Monoxide | Unspecified | (InOrganic Compounds) | 630-08-0 | P | Good combustion practices | 0.036 | LB/MMBTU | TEST PROTOCOL; EACH UNIT. | BACT-PSD | SIP | N | 0 | N | 0 |  |  | 0 |  |  | 0 | 0 | N |  | The CO limit of 0.036 LB/MMBTU applies to each unit.
MD-0045 | MATTAWOMAN ENERGY CENTER | MATTAWOMAN ENERGY, LLC | PRINCE GEORGE'S | MD | 20613 | USA | STEVEN TESSEM | SYSNULL | STESSEM@PANDAFUNDS.COM | 3 | MD001 | MARYLAND DEPARTMENT OF THE ENVIRONMENT | MR. WILLIAM PAUL | (410)537-3276 | bpaul@mde.state.md.us | WILLIAM PAUL 410-537-3276 BILL.PAUL@MARYLAND.GOV | PSC CASE. NO. 9330 | 4911 | 221119 | unknown | 07/19/2013 &nbsp;ACT | 11/13/2015 &nbsp;ACT | 2015-12-23 | 2016-05-13 | A | HTTP: | 990 MW COMBINED-CYCLE NATURAL GAS-FIRED POWER PLANTNOTE: PARTICULATE MATTER FACILITYWIDE EMISSIONS ARE PARTICULATE MATTER (FILTERABLE) | NOTE: PARTICULATE MATTER FACILITYWIDE EMISSIONS ARE PARTICULATE MATTER (FILTERABLE). THE FACILITY INCLUDES A WET MECHANICAL DRAFT COOLING TOWER (12 CELL) with 0.0005% RECIRCULATING WATER FLOW. | AUXILIARY BOILER | 13.31 | NATURAL GAS | 42 | MMBTU/H | PIPELINE QUALITY NATURAL GAS FUEL ONLY, OPERATION OF ULTRA LOW-NOX BURNER TECHNOLOGY SUBJECT TO NSPS SUBPART DC RECORDKEEPING AND REPORTING REQUIREMENTS | Carbon Monoxide | Unspecified | (InOrganic Compounds) | 630-08-0 | P | GOOD COMBUSTION PRACTICES | 0.037 | LB/MMBTU | 3-HOUR BLOCK AVERAGE | BACT-PSD |  | U | 0 | U | 0 |  |  | 0 |  |  | 0 | 0 | N
MI-0412 | HOLLAND BOARD OF PUBLIC WORKS - EAST 5TH STREET | HOLLAND BOARD OF PUBLIC WORKS | OTTAWA | MI | 49423 | USA | DAVID KOSTER | 616-355-1562 | DKOSTER@HOLLANDBPW.COM | 5 | MI001 | MICHIGAN DEPT OF ENVIRONMENTAL QUALITY | MS. CINDY SMITH | (517)284-6802 | SMITHC17@MICHIGAN.GOV | Please contact the permit engineer, Catherine Asselin, at 517-284-6786 or at AsselinC@michigan.gov, for technical questions regarding this permit. Thank you. | 107-13 | 4931 | 221112 | 26139P0465 | 10/17/2013 &nbsp;ACT | 12/04/2013 &nbsp;ACT | 2014-08-15 | 2016-05-05 | A |  | Natural gas combined heat and power plant. |  | Auxiliary Boiler A (EUAUXBOILERA) | 13.31 | natural gas | 55 | MMBTU/H | One natural gas-fired auxiliary boiler rated at 55 MMBTU/hr fuel heat input (EUAUXBOILERA within flexible group FGAUXBOILERS). | Carbon Monoxide | Unspecified | (InOrganic Compounds) | 630-08-0 | P | Good combustion practices | 0.077 | LB/MMBTU | TEST PROTOCOL | BACT-PSD | SIP | N | 0 | N | 0 |  |  | 0 |  |  | 0 | 0 | N |  | An oxidation catalyst is greater than $12,000/ton for CO and VOC together.
*PA-0307 | YORK ENERGY CENTER BLOCK 2 ELECTRICITY GENERATION PROJECT | CALPINE MID-MERIT, LLC | YORK | PA | 17314 | USA |  |  |  | 3 | PA001 | PENNSYLVANIA DEPT OF ENVIRONMENTAL PROTECTION, BUREAU OF AIR QUALITY | MR. ROBERT COOK | (717)772-3974 | rwcook@pa.gov |  | 67-05083D/F | 4911 | 221112 | 110043196528 | 06/04/2014 &nbsp;ACT | 06/15/2015 &nbsp;ACT | 2017-06-26 | 2017-07-12 | B |  | Calpine Mid-Merit, LLC. currently operates Block 1 of the York Energy Center under Title V operating permit 67-05083 with a rated capacity of 565 MW. This plan approval is for the construction and temporary operation of Block 2 Electricity Generation Project having a nominal generating capacity of 835 MW. Block 2 consists of two combined cycle NG/USLD fuel fired combustion turbines, one NG-fired auxiliary boiler, one cooling tower, NG piping componets, circuit breaker upgrades, five NG condensate tanks, and additional ULSD fuel oil storage tank. Each CT will be limited to 4500 hr/yr with duct firing; 480 hr/yr of ULSD |  | Auxilary Boiler | 13.31 | Natural Gas | 62.04 | MCF/hr | The proposed auxilary boiler will fire NG exclusively with maximum rated heat input capacity of 61.0 MMBtu/hr and is equipped with and ulatra-low NOx burner and a flue gas recirculation system for NOx control. It will be used for preheating components of HRSG and the 420 MW steam turbine during CT startup. | Carbon Monoxide | Unspecified | (InOrganic Compounds) | 630-08-0 | P | Good combustion practices | 0.06 | LB/MMBTU |  | BACT-PSD |  | U | 0 | U | 15.6 | TPY | ANT CONSECUTIVE 12-MONTH PERIOD | 0 |  |  | 0 | 0 | N
WY-0067 | ECHO SPRINGS GAS PLANT | WILLIAMS FIELD SERVICES COMPANY | CARBON | WY | 82336 | USA | CORTNIE MORRELL | 3078722880 | CORTNIE.MORRELL@WILLIAMS.COM | 8 | WY001 | WYOMING AIR QUAL DIVISION, AIR QUALITY | MR. ANDREW KEYFAUVER | (307)777-7340 | andrew.keyfauver@wyo.gov | MS. JAMIE SHARP WY DEQ AIR QUALITY DIVISION 122 WEST 25TH STREET CHEYENNE, WY 82002 307-777-7817 | MD-7837 | 1321 | 211112 | 110010144628 | 05/29/2008 &nbsp;ACT | 04/01/2009 &nbsp;ACT | 2009-04-02 | 2009-04-16 | A |  |  |  | HOT OIL HEATER S38 | 13.31 | NATURAL GAS | 84 | MMBTU/H |  | Carbon Monoxide | Unspecified | (InOrganic Compounds) | 630-08-0 | N | GOOD COMBUSTION PRACTICES | 0.02 | LB/MMBTU |  | BACT-PSD | NSPS , NESHAP | N | 0 |  | 7.4 | T/YR |  | 0 |  |  | 0 | 0 | N |  | BASELINE
LA-0229 | SHINTECH PLAQUEMINE PLANT 2 | SHINTECH LOUISIANA LLC | IBERVILLE | LA | 70764 | USA | DAVID WISE | 2256851113 |  | 6 | LA001 | LOUISIANA DEPARTMENT OF ENV QUALITY | MR. BRYAN D. JOHNSTON | (225)219-3450 | BRYAN.JOHNSTON@LA.GOV |  | PSD-LA-731 | 2821 | 325211 | UNKNOWN | 11/19/2010 &nbsp;ACT | 07/10/2008 &nbsp;ACT | 2009-04-02 | 2009-04-20 | B |  | A PROPOSED 1.81 BILLION LBS/YR PVC PRODUCTION COMPLEX WHICH WILL CONSIST OF A CHLORALKALI PLANT, AN EDC/VCM PLANT, AND A PVC PLANT | APPLICATION ACCEPTED DATE REFLECTS DATE OF ADMINISTRATIVE COMPLETENESS | EQT122-EQT125 - FOUR VCM CRACKING FURNACES | 13.31 | NATURAL GAS | 90 | MMBTU/H |  | Carbon Monoxide | Unspecified | (InOrganic Compounds) | 630-08-0 | P | GOOD COMBUSTION PRACTICES | 0.046 | LB/MMBTU |  | BACT-PSD |  | U | 0 | U | 0 |  |  | 0 |  |  | 0 | 0 | N
MD-0041 | CPV ST. CHARLES | CPV MARYLAND, LLC | CHARLES | MD | 20646 | USA | DONALD ATWOOD | 7818482002 | DATWOOD@CPV.COM | 3 | MD001 | MARYLAND DEPARTMENT OF THE ENVIRONMENT | MR. WILLIAM PAUL | (410)537-3276 | bpaul@mde.state.md.us | WILLAIM PAUL 410-537-3276 BILL.PAUL@MARYLAND.GOV | PSC CASE NO. 9280 | 4911 | 221119 | Not Found | 04/23/2014 &nbsp;ACT | 04/23/2014 &nbsp;ACT | 2015-07-31 | 2018-04-26 | C |  | 725 MW COMBINED-CYCLE NATURAL GAS-FIRED POWER PLANTFACILITY-WIDE PM10 EMISSION LIMIT = 96.6 TONS/YR FACILITY-WIDE SAM EMISISON LIMIT &lt; 7.0 TONS/YR FACILITY-WIDE PM2.5 (TOTAL) EMISSION LIMIT &lt; 100.0 TONS/YR | FACILITY-WIDE PM10 EMISSION LIMIT = 96.6 TONS/YR FACILITY-WIDE SAM EMISISON LIMIT < 7.0 TONS/YR FACILITY-WIDE PM2.5 (TOTAL) EMISSION LIMIT < 100.0 TONS/YR | AUXILLARY BOILER | 13.31 | NATURAL GAS | 93 | MMBTU/H | NATURAL GAS FUEL ONLY, OPERATION OF LOW-NOX BURNER TECHNOLOGY, FLUE GAS RECIRCULATION (FGR), GOOD COMBUSTION CONTROLS, MAX HEAT INPUT OF 372,000 MMBTU/HR | Carbon Monoxide | Unspecified | (InOrganic Compounds) | 630-08-0 | P | GOOD COMBUSTION PRACTICES | 0.02 | LB/MMBTU | 3-HOUR AVERAGE BLOCK | BACT-PSD |  |  | 0 |  | 0 |  |  | 0 |  |  | 0 | 0 | N
*MI-0435 | BELLE RIVER COMBINED CYCLE POWER PLANT | DTE ELECTRIC COMPANY | ST. CLAIR | MI | 48054 | USA | MATTHEW PAUL | 313-235-3374 | MATTHEW.PAUL@DTEENERGY.COM | 5 | MI001 | MICHIGAN DEPT OF ENVIRONMENTAL QUALITY | MS. CINDY SMITH | (517)284-6802 | SMITHC17@MICHIGAN.GOV | For technical questions regarding the permit, please contact the permit engineer, Mr. John Vial, at 517-284-6805 or at vialj@michigan.gov. Thank you. | 19-18 | 4911 | 221112 | Not Found | 06/22/2018 &nbsp;ACT | 07/16/2018 &nbsp;ACT | 2018-08-23 | 2018-08-24 | B |  | Natural gas combined-cycle power plant | The new combined cycle plant is proposed to be located near DTE's existing Belle River and St. Clair coal fired power plants. The three plants will be considered a single stationary source. It will have a capacity of 1,150 megawatts. | EUAUXBOILER: Auxiliary Boiler | 13.31 | Natural gas | 99.9 | MMBTU/H | A natural gas-fired auxiliary boiler, rated at 99.9 MMBTU/H to facilitate startup of the CTG/HRSG trains and to provide steam to the steam turbine generator seals. The auxiliary boiler is equipped with low NOx burners (LNB) and flue gas recirculation (FGR). | Carbon Monoxide | Unspecified | (InOrganic Compounds) | 630-08-0 | P | Good combustion practices | 0.075 | LB/MMBTU | HOURLY | BACT-PSD | SIP | N | 0 | N | 7.49 | LB/H | HOURLY | 0 |  |  | 0 | 0 | N
OK-0168 | SEMINOLE GNRTNG STA | O G AND E | SEMINOLE | OK | 74849 | USA | ROBERT BENHAM | 405-553-3221 | BENHAMRF@OGE.COM | 6 | OK001 | OKLAHOMA DEPARTMENT OF ENVIRONMENTAL QUALITY | MR. LEE WARDEN | (405)702-4182 | LEE.WARDEN@DEQ.OK.GOV |  | 2010-594-C(M-2)PSD | 4911 | 221112 | 133-00003 | 01/21/2015 &nbsp;ACT | 05/05/2015 &nbsp;ACT | 2015-08-12 | 2016-07-06 | C |  | The Seminole facility consists of three (3) natural gas fired Babcock and Wilcox El-Paso type boilers capable of producing steam. The thermodynamic energy in the steam is converted to mechanical energy and then to electrical energy by the steam turbine/generator unit capable of producing electricity. | OG&E has requested a construction permit to implement the controls and emission limits required by the Best Available Retrofit Technology (BART) program. The modifications include retrofitting all three boilers (Units 1, 2, & 3). | NATURAL GAS-FIRED BOILER (&lt;100MMBTUH) | 13.31 | NATURAL GAS | 40.4 | MMBTUH |  | Carbon Monoxide | Unspecified | (InOrganic Compounds) | 630-08-0 | P | GOOD COMBUSTION PRACTICES | 0.0075 | LB/MMBTU | 3-HOUR AVERAGE (TEST) | BACT-PSD | N/A | U | 0 | U | 0 |  |  | 0 |  |  | 0 | 0 | N
MD-0046 | KEYS ENERGY CENTER | KEYS ENERGY CENTER, LLC | PRINCE GEORGE'S | MD | 20613 | USA | JOHN J. DORAN | 5084282757 | DORAN4@NETZERO.NET | 3 | MD001 | MARYLAND DEPARTMENT OF THE ENVIRONMENT | MR. WILLIAM PAUL | (410)537-3276 | bpaul@mde.state.md.us | WILLIAM PAUL 410-537-3276 BILL.PAUL@MARYLAND.GOV | PSC CASE NO. 9297 | 4911 | 221119 | unknown | 07/03/2012 &nbsp;ACT | 10/31/2014 &nbsp;ACT | 2015-12-23 | 2016-05-13 | A | HTTP: | 735 MW COMBINED-CYCLE NATURAL GAS-FIRED POWER PLANT NOTE: PARTICULATE MATTER FACILITYWIDE EMISSIONS ARE PARTICULATE MATTER (FILTERABLE) | NOTE: PARTICULATE MATTER FACILITYWIDE EMISSIONS ARE PARTICULATE MATTER (FILTERABLE) | AUXILIARY BOILER | 13.31 | PIPELINE QUALITY NATURAL GAS | 93 | MMBTU/H | ONE AUXILIARY BOILER WITH ULTRA-LOW NOX BURNER (ULNB) AND FLUE GAS RECIRCULATION (FGR) SUBJECT TO NSPS SUBPART DC RECORDKEEPING AND REPORTING REQUIREMENTS | Carbon Monoxide | Unspecified | (InOrganic Compounds) | 630-08-0 | P | GOOD COMBUSTION PRACTICES. | 0.08 | LB/MMBTU | 3-HOUR BLOCK AVERAGE | BACT-PSD |  |  | 0 |  | 0 |  |  | 0 |  |  | 0 | 0 | N
MI-0410 | THETFORD GENERATING STATION | CONSUMERS ENERGY COMPANY | GENESEE | MI | 48548-9722 | USA | JAMES WALKER | 517-788-0428 | JAMES.WALKER@CMSENERGY.COM | 5 | MI001 | MICHIGAN DEPT OF ENVIRONMENTAL QUALITY | MS. CINDY SMITH | (517)284-6802 | SMITHC17@MICHIGAN.GOV | For technical questions regarding this permit action, please contact the permit engineer, David Riddle, at 517-284-6798 or at RIDDLED@michigan.gov. Thank you. | 191-12 | 4911 | 221112 | 2604900033 | 05/08/2013 &nbsp;ACT | 07/25/2013 &nbsp;ACT | 2014-08-01 | 2016-05-04 | B |  | Four (4) natural gas fired combined cycle combustion turbine generators (CTG) and heat recovery steam generators (HRSG) with duct burner firing capability; ancillary facility equipment. | Existing substation property to be used for new construction of this generating station--4 CTG/HRSG. Additional equipment included in the permit: 315 hp diesel RICE fire pump engine; two natural gas auxiliary boilers < 100 MMBtu/hr; two natural gas fired fuel heaters; two peaker units (natural gas fired simple cycle combustion turbine driving an electrical generator--CTG). | FGAUXBOILERS: Two auxiliary boilers &lt; 100 MMBTU/H heat input each | 13.31 | natural gas | 100 | MMBTU/H heat input each | There are two auxiliary boilers each rated at less than 100 MMBTU/H heat input. Fuel usage limited to not more than 416.3 MMscf of natural gas in each boiler per 12-month rolling timeperiod as determined at the end of each month. | Carbon Monoxide | Unspecified | (InOrganic Compounds) | 630-08-0 | P | GOOD COMBUSTION PRACTICES. | 0.075 | LB/MMBTU | HEAT INPUT. TEST PROTOCOL WILL SPECIFY | BACT-PSD | N/A | N | 0 | N | 0 |  |  | 0 |  |  | 0 | 0 | N |  | The limit is 0.075 LB/MMBTU heat input for each boiler. Test protocol will specify the averaging time. The fuel usage is limited to 416.3 MMSCF of natural gas in each boiler per 12-month rolling time period as determined at the end of each calendar month.
OK-0153 | ROSE VALLEY PLANT | SEMGAS LP | WOODS | OK | 73717 | USA | KRISTIN IKARD | 405-727-1443 | KRISTIN.IKARD@ACCESSMIDSTREAM.COM | 6 | OK001 | OKLAHOMA DEPARTMENT OF ENVIRONMENTAL QUALITY | MR. LEE WARDEN | (405)702-4182 | LEE.WARDEN@DEQ.OK.GOV |  | 2012-1393-C PSD | 1321 | 211112 | 151-00432 | 05/15/2012 &nbsp;ACT | 03/01/2013 &nbsp;ACT | 2014-06-17 | 2016-07-29 | A |  | Mid-America Midstream Gas Services, L.L.C. (MAMGS) has applied for a permit to construct a new gas plant. A summary of the new emission sources authorized under this construction permit is presented below: â€¢ Ten 1,775-hp Caterpillar G3606 engines equipped with oxidation catalysts. â€¢ Two 9,443-hp Siemens SGT-200-2S turbines. â€¢ Two 2,889-hp Caterpillar G3520C IM emergency generators with oxidation catalysts. â€¢ Two 5.605-MMBTUH regeneration heaters. â€¢ Two 17.4-MMBTUH hot oil heaters. â€¢ Four 1,000-bbl condensate storage tanks controlled by flares. â€¢ Four 400-bbl produced water tanks. â€¢ Two 20,000-bbl/day amine units. â€¢ Two 2.66-MMBTUH emergency flares. â€¢ One 0.99-MMBTUH enclosed flare. Facility-wide gas processing capacity will be 460 MMSCFD. | This permit authorizes the construction of the Rose Valley Plant and addresses the regulatory requirements associated with the equipment which will be installed at that facility. | HOT OIL HEATER | 13.31 | NATURAL GAS | 17.4 | MMBTUH | PROCESS PERTAINS TO TWO(2) IDENTICAL HEATERS. | Carbon Monoxide | Unspecified | (InOrganic Compounds) | 630-08-0 | P | GOOD COMBUSTION PRACTICES. | 0.0824 | LB/MMBTU | 3-HR | BACT-PSD | N/A | U | 0 | U | 1.56 | LB/HR | 3-HR | 0 |  |  | 0 | 0 | N
OK-0153 | ROSE VALLEY PLANT | SEMGAS LP | WOODS | OK | 73717 | USA | KRISTIN IKARD | 405-727-1443 | KRISTIN.IKARD@ACCESSMIDSTREAM.COM | 6 | OK001 | OKLAHOMA DEPARTMENT OF ENVIRONMENTAL QUALITY | MR. LEE WARDEN | (405)702-4182 | LEE.WARDEN@DEQ.OK.GOV |  | 2012-1393-C PSD | 1321 | 211112 | 151-00432 | 05/15/2012 &nbsp;ACT | 03/01/2013 &nbsp;ACT | 2014-06-17 | 2016-07-29 | A |  | Mid-America Midstream Gas Services, L.L.C. (MAMGS) has applied for a permit to construct a new gas plant. A summary of the new emission sources authorized under this construction permit is presented below: â€¢ Ten 1,775-hp Caterpillar G3606 engines equipped with oxidation catalysts. â€¢ Two 9,443-hp Siemens SGT-200-2S turbines. â€¢ Two 2,889-hp Caterpillar G3520C IM emergency generators with oxidation catalysts. â€¢ Two 5.605-MMBTUH regeneration heaters. â€¢ Two 17.4-MMBTUH hot oil heaters. â€¢ Four 1,000-bbl condensate storage tanks controlled by flares. â€¢ Four 400-bbl produced water tanks. â€¢ Two 20,000-bbl/day amine units. â€¢ Two 2.66-MMBTUH emergency flares. â€¢ One 0.99-MMBTUH enclosed flare. Facility-wide gas processing capacity will be 460 MMSCFD. | This permit authorizes the construction of the Rose Valley Plant and addresses the regulatory requirements associated with the equipment which will be installed at that facility. | REGENERATION HEATERS | 13.31 | NATURAL GAS | 5.61 | MMBTUH | THERE ARE TO BE TWO IDENTICAL HEATERS. | Carbon Monoxide | Unspecified | (InOrganic Compounds) | 630-08-0 | P | GOOD COMBUSTION PRACTICES. | 0.0824 | LB/MMBTU | 3-HR | BACT-PSD | N/A | U | 0 | U | 0.51 | LB/HR | 3-HR | 0 |  |  | 0 | 0 | N
*MI-0433 | MEC NORTH, LLC AND MEC SOUTH LLC | MARSHALL ENERGY CENTER LLC | CALHOUN | MI | 49068 | USA | WILLARD LADD | 914-468-2402 | WLADD@DEVELOPMENTPARTNERS.COM | 5 | MI001 | MICHIGAN DEPT OF ENVIRONMENTAL QUALITY | MS. CINDY SMITH | (517)284-6802 | SMITHC17@MICHIGAN.GOV | There are two plants (MEC North, LLC and MEC South, LLC) that will operate as separate entities but they are considered a single stationary source and the installation of the two new plants was reviewed as a single project. There are two Air Permits to Install for the two plants (167-17 and 168-17). For technical questions regarding either of the two permits, please contact the permit engineer Ms. Catherine Asselin at 517-284-6786 or at asselinc@michigan.gov. Thank you. | 167-17 AND 168-17 | 4911 | 221112 | Not Found | 05/22/2018 &nbsp;ACT | 06/29/2018 &nbsp;ACT | 2018-08-17 | 2018-08-22 | A |  | Natural gas combined cycle power plant (two plants: north and south) | There are two plants that will operate as separate entities and each received a separate Air Permit to Install, but they are considered one stationary source and were reviewed as one project. | EUAUXBOILER (North Plant): Auxiliary Boilder | 13.31 | Natural gas | 61.5 | MMBTU/H | A natural gas-fired auxiliary boiler, rated at 61.5 MMBTU/H (HHV) to facilitate startup of the CTGHRSG train and to provide the required steam to support the startup of the facility, including but not limited to steam for sparging, STG seals, etc. The auxiliary boiler is equipped with low NOx burners (LNB) and flue gas recirculation (FGR). | Carbon Monoxide | Unspecified | (InOrganic Compounds) | 630-08-0 | P | Good combustion practices. | 0.08 | LB/MMBTU | HOURLY | BACT-PSD | SIP | N | 0 | N | 0 |  |  | 0 |  |  | 0 | 0 | N |  | The cost of an oxidation catalyst is between $6,000 to $31,000 per ton (average of $18,500) for CO and VOC together.
*MI-0433 | MEC NORTH, LLC AND MEC SOUTH LLC | MARSHALL ENERGY CENTER LLC | CALHOUN | MI | 49068 | USA | WILLARD LADD | 914-468-2402 | WLADD@DEVELOPMENTPARTNERS.COM | 5 | MI001 | MICHIGAN DEPT OF ENVIRONMENTAL QUALITY | MS. CINDY SMITH | (517)284-6802 | SMITHC17@MICHIGAN.GOV | There are two plants (MEC North, LLC and MEC South, LLC) that will operate as separate entities but they are considered a single stationary source and the installation of the two new plants was reviewed as a single project. There are two Air Permits to Install for the two plants (167-17 and 168-17). For technical questions regarding either of the two permits, please contact the permit engineer Ms. Catherine Asselin at 517-284-6786 or at asselinc@michigan.gov. Thank you. | 167-17 AND 168-17 | 4911 | 221112 | Not Found | 05/22/2018 &nbsp;ACT | 06/29/2018 &nbsp;ACT | 2018-08-17 | 2018-08-22 | A |  | Natural gas combined cycle power plant (two plants: north and south) | There are two plants that will operate as separate entities and each received a separate Air Permit to Install, but they are considered one stationary source and were reviewed as one project. | EUAUXBOILER (South Plant): Auxiliary Boiler | 13.31 | Natural gas | 61.5 | MMBTU/h | A natural gas-fired auxiliary boiler, rated at 61.5 MMBTU/H (HHV) to facilitate startup of the CTGHRSG train and to provide the required steam to support the startup of the facility, including but not limited to steam for sparging, STG seals, etc. The auxiliary boiler is equipped with low NOx burners (LNB) and flue gas recirculation (FGR). | Carbon Monoxide | Unspecified | (InOrganic Compounds) | 630-08-0 | P | Good combustion practices. | 0.08 | LB/MMBTU | HOURLY | BACT-PSD | SIP | N | 0 | N | 0 |  |  | 0 |  |  | 0 | 0 | N |  | The cost of an oxidation catalyst is between $6,000 to $31,000/ton (average of $18,500) for CO and VOC together.
MI-0424 | HOLLAND BOARD OF PUBLIC WORKS - EAST 5TH STREET | HOLLAND BOARD OF PUBLIC WORKS | OTTAWA | MI | 49423 | USA | DAVID KOSTER | 616-355-1562 | DKOSTER@HOLLANDBPW.COM | 5 | MI001 | MICHIGAN DEPT OF ENVIRONMENTAL QUALITY | MS. CINDY SMITH | (517)284-6802 | SMITHC17@MICHIGAN.GOV | For technical questions regarding the permit, please contact: Michelle Rogers at 517-284-6799; ROGERSM13@michigan.gov; OR Catherine Asselin at 517-284-6786; ASSELINC@michigan.gov Thank you. | 107-13C | 4931 | 221112 | Not Found | 10/17/2016 &nbsp;ACT | 12/05/2016 &nbsp;ACT | 2017-07-28 | 2018-03-08 | A |  | Natural gas combined heat and power plant. | Permit Number 107-13E revised Permit 107-13C as follows: 1) All ppmdv limits were changed to ppmvd in the CTGHRSG section for NOx, CO and VOC. Also, 2) The process notes for the natural gas emergency engine and the diesel fire pump emergency engine were revised as well. No other changes were made. As such, this RBLC entry includes the updated information as identified above. Additionally, this is an updated determination for this facility, which is still under construction and has not yet operated. The original RBLC determination for the facility is identified as MI-0412. | EUAUXBOILER (Auxiliary boiler) | 13.31 | natural gas | 83.5 | MMBTU/H | One natural gas fired auxiliary boiler rated at 83.5 MMBTU/hr fuel heat input (EUAUXBOILER). | Carbon Monoxide | Unspecified | (InOrganic Compounds) | 630-08-0 | P | Good combustion practices. | 0.077 | LB/MMBTU | TEST PROTOCOL WILL SPECIFY AVG TIME | BACT-PSD | SIP | N | 0 | N | 0 |  |  | 0 |  |  | 0 | 0 | N |  | An oxidation catalyst is greater than $8900/ton for CO and VOC together.
MI-0412 | HOLLAND BOARD OF PUBLIC WORKS - EAST 5TH STREET | HOLLAND BOARD OF PUBLIC WORKS | OTTAWA | MI | 49423 | USA | DAVID KOSTER | 616-355-1562 | DKOSTER@HOLLANDBPW.COM | 5 | MI001 | MICHIGAN DEPT OF ENVIRONMENTAL QUALITY | MS. CINDY SMITH | (517)284-6802 | SMITHC17@MICHIGAN.GOV | Please contact the permit engineer, Catherine Asselin, at 517-284-6786 or at AsselinC@michigan.gov, for technical questions regarding this permit. Thank you. | 107-13 | 4931 | 221112 | 26139P0465 | 10/17/2013 &nbsp;ACT | 12/04/2013 &nbsp;ACT | 2014-08-15 | 2016-05-05 | A |  | Natural gas combined heat and power plant. |  | Auxiliary Boiler B (EUAUXBOILERB) | 13.31 | natural gas | 95 | MMBTU/H | One natural gas-fired auxiliary boiler rated at 95 MMBtu/hr fuel heat input (EUAUXBOILERB within flexible group FGAUXBOILERS). | Carbon Monoxide | Unspecified | (InOrganic Compounds) | 630-08-0 | P | Good combustion practices. | 0.077 | LB/MMBTU | TEST PROTOCOL | BACT-PSD | SIP | N | 0 | N | 0 |  |  | 0 |  |  | 0 | 0 | N |  | An oxidation catalyst is greater than $13,000/ton for CO and VOC together.
MI-0421 | GRAYLING PARTICLEBOARD | ARAUCO NORTH AMERICA | CRAWFORD | MI | 49738 | USA | RICH WEBER | 803-431-2046 | RICH.WEBER@ARAUCO-NA.COM | 5 | MI001 | MICHIGAN DEPT OF ENVIRONMENTAL QUALITY | MS. CINDY SMITH | (517)284-6802 | SMITHC17@MICHIGAN.GOV | Please contact the permit engineer, Mr. Andrew Drury, at 517-284-6792 or at drurya@michigan.gov for technical questions related to the permit. Thank you. | 59-16 | 2493 | 321219 | Not Found | 06/30/2016 &nbsp;ACT | 08/26/2016 &nbsp;ACT | 2017-01-27 | 2017-07-20 | A |  | Particleboard manufacturing |  | EUFLTOS1 in FGTOH (Thermal Oil System for Thermally Fused Lamination Lines) | 13.31 | Natural gas | 34 | MMBTU/H | One natural gas fired thermal oil system for thermally fused lamination lines rated at 10.2 MMBTU/H fuel heat input (EUFLTOS1 in FGTOH). | Carbon Monoxide | Unspecified | (InOrganic Compounds) | 630-08-0 | P | Good combustion practices. | 0.082 | LB/MMBTU | TEST PROTOCOL WILL SPECIFY AVG TIME | BACT-PSD | SIP | N | 0 | N | 3.69 | T/YR | BASED UPON 12-MO ROLLING TIME PERIOD | 0 |  |  | 0 | 0 | N |  | The lowest estimated cost for the press/sifter thermal oil heater was $23,000/ton for an oxidation catalyst to control 12.3 tpy CO. Given this high cost, controlling the thermally fused lamination line thermal oil heater would also not result in a reasonable control cost.
MI-0421 | GRAYLING PARTICLEBOARD | ARAUCO NORTH AMERICA | CRAWFORD | MI | 49738 | USA | RICH WEBER | 803-431-2046 | RICH.WEBER@ARAUCO-NA.COM | 5 | MI001 | MICHIGAN DEPT OF ENVIRONMENTAL QUALITY | MS. CINDY SMITH | (517)284-6802 | SMITHC17@MICHIGAN.GOV | Please contact the permit engineer, Mr. Andrew Drury, at 517-284-6792 or at drurya@michigan.gov for technical questions related to the permit. Thank you. | 59-16 | 2493 | 321219 | Not Found | 06/30/2016 &nbsp;ACT | 08/26/2016 &nbsp;ACT | 2017-01-27 | 2017-07-20 | A |  | Particleboard manufacturing |  | EUTOH (In FGTOH)--Thermal Oil Heater | 13.31 | Natural gas | 34 | MMBTU/H | One natural gas fired thermal oil heater for press and sifter rated at 34 MMBTU/H fuel heat input (EUTOH in FGTOH). All falls under RBLC Process Type Code 30.590. | Carbon Monoxide | Unspecified | (InOrganic Compounds) | 630-08-0 | P | Good combustion practices. | 0.082 | LB/MMBTU | TEST PROTOCOL WILL SPECIFY AVG TIME. | BACT-PSD | SIP | N | 0 | N | 12.3 | T/YR | 12-MO ROLLING TIME PERIOD | 0 |  |  | 0 | 0 | N |  | The lowest estimated cost for the press/sifter thermal oil heater was $23,000/ton for an oxidation catalyst to control 12.3 tpy CO. This is not a reasonable control cost.
MI-0425 | GRAYLING PARTICLEBOARD | ARAUCO NORTH AMERICA | CRAWFORD | MI | 49738 | USA | RICH WEBER | 803-431-2046 | RICH.WEBER@ARAUCO-NA.COM | 5 | MI001 | MICHIGAN DEPT OF ENVIRONMENTAL QUALITY | MS. CINDY SMITH | (517)284-6802 | SMITHC17@MICHIGAN.GOV | Please contact the permit engineer, Mr. Andrew Drury, at 517-284-6792 or at drurya@michigan.gov for technical questions regarding this permit. Thank you. | 59-16A | 2493 | 321219 | Not Found | 03/06/2017 &nbsp;ACT | 05/09/2017 &nbsp;ACT | 2017-08-02 | 2017-11-15 | A |  | Particleboard manufacturing. |  | EUFLTOS1 in FGTOH | 13.31 | Natural gas | 10.2 | MMBTU/H | One natural gas-fired thermal oil system for thermally fused lamination lines rated at 10.2 MMBTU/H fuel heat input (EUFLTOS1 in FGTOH). Note: The throughput capacity, 10.2 MMBTU/H, is not a change but instead a correction from the previous entry. The previous entry is under MI-0421 for the original permit. | Carbon Monoxide | Unspecified | (InOrganic Compounds) | 630-08-0 | P | Good combustion practices. | 0.082 | LB/MMBTU | TEST PROTOCOL SHALL SPECIFY | BACT-PSD |  | N | 0 | N | 3.69 | T/YR | 12-MO ROLLING TIME PERIOD | 0 |  |  | 0 | 0 | N |  | The lowest estimated cost for the press/sifter thermal oil heater was $23,000/ton for an oxidation catalyst to control 12.3 tpy CO. Given this high cost, controlling the thermally fused lamination line thermal oil heater would also not result in a reasonable control cost.
MI-0425 | GRAYLING PARTICLEBOARD | ARAUCO NORTH AMERICA | CRAWFORD | MI | 49738 | USA | RICH WEBER | 803-431-2046 | RICH.WEBER@ARAUCO-NA.COM | 5 | MI001 | MICHIGAN DEPT OF ENVIRONMENTAL QUALITY | MS. CINDY SMITH | (517)284-6802 | SMITHC17@MICHIGAN.GOV | Please contact the permit engineer, Mr. Andrew Drury, at 517-284-6792 or at drurya@michigan.gov for technical questions regarding this permit. Thank you. | 59-16A | 2493 | 321219 | Not Found | 03/06/2017 &nbsp;ACT | 05/09/2017 &nbsp;ACT | 2017-08-02 | 2017-11-15 | A |  | Particleboard manufacturing. |  | EUTOH in FGTOH | 13.31 | Natural gas | 38 | MMBTU/H | One natural gas-fired thermal oil heater for press and sifter rated at 38 MMBTU/hr fuel heat input (EUTOH in FGTOH). Also falls under the RBLC Process Type Code 30.590. | Carbon Monoxide | Unspecified | (InOrganic Compounds) | 630-08-0 | P | Good combustion practices. | 0.082 | LB/MMBTU | TEST PROTOCOL SHALL SPECIFY | BACT-PSD |  | N | 0 | N | 13.71 | T/YR | 12-MO ROLLING TIME PERIOD | 0 |  |  | 0 | 0 | N |  | The lowest estimated cost for the press/sifter thermal oil heater was $23,000/ton for an oxidation catalyst to control 12.3 tpy CO. This is not a reasonable cost. The small increase in heat input capacity (4 MMBTU/HR) does not make add on control cost effective.
OH-0350 | REPUBLIC STEEL | REPUBLIC STEEL | LORAIN | OH | 44055 | USA | IRENE RAIBER | 440-277-2927 | IRAIBER@REPUBLICSTEEL.CC | 5 | OH001 | OHIO ENVIRONMENTAL PROTECTION AGENCY | MR. DANA THOMPSON | 614-644-3701 | Dana.thompson@epa.ohio.gov |  | P0109191 | 3312 | 331111 | 110000385645 | 12/16/2011 &nbsp;ACT | 07/18/2012 &nbsp;ACT | 2012-11-29 | 2016-05-04 | B |  | Steel Mill | New electric arc furnace (EAF), natural gas boiler, and EAF material handling and storage area. Netting permit. | Steam Boiler | 13.31 | Natural Gas | 65 | MMBtu/H | Natural Gas-fired stam boiler to vacuum tank degasser | Carbon Monoxide | EPA/OAR Mthd 10 | (InOrganic Compounds) | 630-08-0 | P | Good combustion practices. | 0.04 | LB/MMBTU |  | BACT-PSD | OPERATING PERMIT | U | 0 | U | 11.4 | T/YR |  | 0 |  |  | 0 | 0 | N |  | Method 10 or 10B if required
FL-0356 | OKEECHOBEE CLEAN ENERGY CENTER | FLORIDA POWER & LIGHT | OKEECHOBEE | FL | 34972 | USA | JOHN HAMPP |  | JOHN.HAMPP@FPL.COM | 4 | FL001 | FLORIDA DEPT. OF ENVIRONMENTAL PROTECTION | MR. DAVID READ | (850) 717-9000 | David.Read@dep.state.fl.us | John Dawson, john.dawson@dep.state.fl.us, 850-717-9085 | 0930117-001-AC | 4911 | 221112 | Unknown | 09/25/2015 &nbsp;ACT | 03/09/2016 &nbsp;ACT | 2016-03-14 | 2016-07-06 | A | http://depedms.dep.state.fl.us:80/Oculus/servlet/shell?command=getEntity&[guid=75.93290.1]&[profile=Permitting_Authorization] | Fossil-fueled power plant, consisting of a 3-on-1 combined cycle unit and auxiliary equipment. The combined cycle unit consists of three GE 7HA.02 turbines, each with nominal generating capacity of 350 MW. The total generating capacity for the combined cycle unit is 1,600 MW. | Technical evaluation of project available at http://depedms.dep.state.fl.us/Oculus/servlet/shell?command=getEntity&[guid=75.89000.1]&[profile=Permitting_Authorization] | Auxiliary Boiler, 99.8 MMBtu/hr | 13.31 | Natural gas | 99.8 | MMBtu/hr | Fires only natural gas. Limited to 2000 hr/yr. | Carbon Monoxide | EPA/OAR Mthd 10 | (InOrganic Compounds) | 630-08-0 | P | Good combustion practices. | 0.08 | LB/MMBTU |  | BACT-PSD |  | U | 0 | U | 0 |  |  | 0 |  |  | 0 | 0 | N |  | EPA Method 10, or manufacturer certification is sufficient.
IN-0158 | ST. JOSEPH ENEGRY CENTER, LLC | ST. JOSEPH ENERGY CENTER, LLC | ST. JOSEPH | IN | 46552 | USA | MR. WILLARD LADD | 9144682404 |  | 5 | IN001 | INDIANA DEPT OF ENV MGMT, OFC OF AIR | MR. MATT STUCKEY | (317) 233-0203 | mstuckey@idem.in.gov | PERMIT WRITER: JOSIAH BALOGUN 317-234-5257 JBALOGUN@IDEM.IN.GOV SECTION CHIEF: MATT STUCKEY 317-233-0203 MSTUCKEY@IDEM.IN.GOV | 141-31003-00579 | 4911 | 221112 | 110054881963 | 10/03/2011 &nbsp;ACT | 12/03/2012 &nbsp;ACT | 2013-08-15 | 2016-05-04 | A | HTTP://PERMITS.AIR.IDEM.IN.GOV/31003F.PDF | STATIONARY ELECTRIC UTILITY GENERATING STATION |  | TWO (2) NATURAL GAS AUXILIARY BOILERS | 13.31 | NATURAL GAS | 80 | MMBTU/H | BOTH BOILERS, LABELED AS B001 AND B002, ARE EQUIPPED WITH LOW NOX BURNERS WITH FLUE GAS REGULATION. THIS IS CONSIDERED A STEAM GENERATING UNIT. | Carbon Monoxide | Unspecified | (InOrganic Compounds) | 630-08-0 | P | GOOD COMBUTSTION PRACTICES | 0.083 | LB/MMBTU | 3 HOURS | BACT-PSD |  |  | 0 |  | 6.64 | LB/H | 3 HOURS | 0 |  |  | 0 | 0 | N |  | LIMIT ONE AND TWO ARE FOR EACH BOILER
OR-0050 | TROUTDALE ENERGY CENTER, LLC | TROUTDALE ENERGY CENTER, LLC | MULTNOMAH | OR | 97060 | USA | WILLARD LADD | 914-468-2400 |  | 10 | OR001 | OREGON DEPT OF ENVIRONMENTAL QUALITY | JILL INAHARA | (503) 229-5001 | inahara.jill@deq.state.or.us | George Davis 503-229-5534 | 26-0235 | 4911 | 221112 | 110057118417 | 04/05/2013 &nbsp;ACT | 03/05/2014 &nbsp;ACT | 2015-01-06 | 2016-05-05 | A |  | Troutdale Energy Center (TEC) proposes to construct and operate a 653 megawatt (MW) electric generating plant in Troutdale, Oregon. TEC proposes to generate electricity with three natural gas-fired turbines, one of which will be a combined-cycle unit with duct burner and heat recovery steam generator. |  | Auxiliary boiler | 13.31 | natural gas | 39.8 | MMBTU/H |  | Carbon Monoxide | EPA/OAR Mthd 10 | (InOrganic Compounds) | 630-08-0 | A | Good Combustion | 0.04 | LB/MMBTU | 3-HR BLOCK AVERAGE | BACT-PSD |  | U | 0 | U | 0 |  |  | 0 |  |  | 0 | 0 | N
IN-0285 | WHITING CLEAN ENERGY, INC. | WHITING CLEAN ENERGY, INC. | LAKE | IN | 46394 | USA |  |  |  | 5 | IN001 | INDIANA DEPT OF ENV MGMT, OFC OF AIR | MR. MATT STUCKEY | (317) 233-0203 | mstuckey@idem.in.gov | Trip Sinha, Section Chief, 317-234-4907, TSinha@idem.in.gov Tamara Havics, permit writer, 317-232-8219, THavics@idem.in.gov | 089-37495-00449 | 4911 | 221112 | Not Found | 08/08/2016 &nbsp;ACT | 08/02/2017 &nbsp;ACT | 2018-05-02 | 2018-06-15 | C | HTTP://PERMITS.AIR.IDEM.IN.GOV/37495f.pdf | Industrial steam and 545 MWe co-generation (combined heat and power) plant |  | Space Heaters | 13.31 |  | 0 |  | (a) Six (6) Sterling TF-400 natural gas-fired space heaters, identified as HTR 1 through 6, constructed in 2000, with a maximum capacity of 0.4 MMBtu per hour, each, with low NOx burners, and exhausting to atmosphere. (b) Three (3) Carrier 48TCED natural gas-fired space heaters, identified as HTR 7 through 9, constructed in 2000, with a maximum capacity of 0.224 MMBtu per hour, each, and exhausting to atmosphere. | Carbon Monoxide | Unspecified | (InOrganic Compounds) | 630-08-0 | N |  | 0.038 | LB/MMBTU | WHEN COMBUSTING NATURAL GAS | BACT-PSD |  | U | 0 | U | 0 |  |  | 0 |  |  | 0 | 0 | N |  | Additional PSD BACT CO limit requirements: PM emissions from Heaters 1 through 9 shall be controlled through the use of Good Combustion Practices. Heaters 1 through 9 shall combust only natural gas.
MD-0040 | CPV ST CHARLES | COMPETITIVE POWER VENTURES, INC./CPV MARYLAND, LLC | CHARLES | MD |  | USA | SHARON K SEGNER | 2407232300 | SSEGNER@CPV.COM | 3 | MD001 | MARYLAND DEPARTMENT OF THE ENVIRONMENT | MR. WILLIAM PAUL | (410)537-3276 | bpaul@mde.state.md.us | WILLIAM PAUL 410-537-3230 BPAUL@MDE.STATE.US | CPCN CASE NO. 9129 | 1731 | 221122 | UNKNOWN | &nbsp; | 11/12/2008 &nbsp;ACT | 2009-01-12 | 2009-02-20 | A |  | 640 MW GENERATING FACILITY |  | HEATER | 13.31 | NATURAL GAS | 1.7 | MMBTU/H | FUEL GAS HEATER | Carbon Monoxide | Unspecified | (InOrganic Compounds) | 630-08-0 | N |  | 0.08 | LB/MMBTU |  | BACT-PSD |  |  | 0 |  | 0 |  |  | 0 |  |  | 0 | 0 | N
TX-0694 | INDECK WHARTON ENERGY CENTER | INDECK WHARTON, L.L.C. | WHARTON | TX |  | USA | JAMES SCHNEIDER | (847) 520-3212 |  | 6 | TX001 | TEXAS COMMISSION ON ENVIRONMENTAL QUALITY (TCEQ) | MS. ANNE INMAN | (512) 239-1267 | anne.inman@tceq.texas.gov | Mr. Sean O'Brien 512-239-1137 sean.obrien@tceq.texas.gov | 111724 PSDTX1374 | 4911 | 221112 | unknown | 06/18/2013 &nbsp;ACT | 02/02/2015 &nbsp;ACT | 2015-03-19 | 2016-05-09 | A |  | Indeck Wharton, L.L.C. proposes to install three new natural gas fired combustion turbine generators (CTGs). The CTGs will either be the General Electric 7FA (~214 MW each) or the Siemens SGT6-5000F (~227 MW each), operating as peaking units in simple cycle mode. |  | heater | 13.31 | natural gas | 3 | MMBTU/H |  | Carbon Monoxide | Unspecified | (InOrganic Compounds) | 630-08-0 | N |  | 0.04 | LB/MMBTU | 1 HOUR | BACT-PSD |  | U | 0 | U | 0 |  |  | 0 |  |  | 0 | 0 | N
TX-0693 | ANTELOPE ELK ENERGY CENTER | GOLDEN SPREAD ELECTRIC COOPERATIVE INC | HALE | TX |  | USA | JEFF PIPPIN | (806) 418-3010 |  | 6 | TX001 | TEXAS COMMISSION ON ENVIRONMENTAL QUALITY (TCEQ) | MS. ANNE INMAN | (512) 239-1267 | anne.inman@tceq.texas.gov | Ms. Laura Gibson 512-239-2175 laura.gibson@tceq.texas.gov | 109148 PSDTX1358 | 4911 | 221112 | 110043432737 | 04/01/2013 &nbsp;ACT | 04/22/2014 &nbsp;ACT | 2015-03-19 | 2016-07-29 | B |  | Golden Spread Electric Cooperative (GSEC) currently owns and operates Antelope Station (now renamed Antelope Elk Energy Center), a 168 MW generating facility made up of 18 quick start WÃ¤rtsilÃ¤ engines. GSEC is proposing to build a new combustion turbine-generator (CTG) facility at Antelope Station, while the 18 WÃ¤rtsilÃ¤ engines will remain and continue to be authorized by TCEQ Standard Permit. The new turbine-generator will provide primarily peaking and intermediate power needs in a highly cyclical operation. The CTG will produce approximately 100 - 200 MW of electricity, depending on loading and ambient temperature. |  | heater | 13.31 | natural gas | 5.5 | MMBTU/H |  | Carbon Monoxide | Unspecified | (InOrganic Compounds) | 630-08-0 | N |  | 0.08 | LB/MMBTU | 1 HOUR | BACT-PSD |  | U | 0 | U | 0 |  |  | 0 |  |  | 0 | 0 | N
OK-0148 | BUFFALO CREEK PROCESSING PLANT | MARKWEST BUFFALO CREEK GAS CO LLC | BECKHAM | OK | 73662 | USA | KRISTIN IKARD |  | KRISTIN.IKARD@ACCESSMIDSTREAM.COM | 6 | OK001 | OKLAHOMA DEPARTMENT OF ENVIRONMENTAL QUALITY | MR. LEE WARDEN | (405)702-4182 | LEE.WARDEN@DEQ.OK.GOV |  | 2012-1026-C PSD | 1321 | 211112 | Not Found | 02/21/2012 &nbsp;ACT | 09/12/2012 &nbsp;ACT | 2014-06-13 | 2018-05-11 | A |  | Mid-America Midstream Gas Services (MAMGS)proposes to construct a natural gas plant with ten natural gas-fired reciprocating internal combustion engines, two natural gas-fired turbines, a 230-MMSCFD amine unit with a 11.04 MMBTUH reboiler, an acid gas flare, eight condensate tanks, and six produced water tanks. Associated support operations include condensate truck loading, blowdowns and fugitive emissions. | FRS Entered as &lsquo;&lsquo;009-00118&lsquo;&lsquo;. Too short for a FRS. MAMGS proposes to construct a natural gas plant with ten natural gas-fired reciprocating internal combustion engines, two natural gas-fired turbines, a 230-MMSCFD amine unit with a 11.04 MMBTUH reboiler, an acid gas flare, eight condensate tanks, and six produced water tanks. Associated support operations include condensate truck loading, blowdowns and fugitive emissions. | Commercial/Institutional Boilers (&lt;100 MMBTUH) | 13.31 | Natural Gas | 11.04 | MMBTUH |  | Carbon Monoxide | Unspecified | (InOrganic Compounds) | 630-08-0 | N |  | 0.074 | LB/MMBTU |  | BACT-PSD | N/A | U | 0 | U | 0 |  |  | 0 |  |  | 0 | 0 | N |  | Good Combustion
MS-0092 | EMBERCLEAR GTL MS | EMBERCLEAR GTL MS LLC | ADAMS | MS | 39120 | USA |  |  |  | 4 | MS001 | MISSISSIPPI DEPT OF ENVIRONMENTAL QUALITY | MS. CARLA BROWN, P.E. | (601) 961-5235 | cbrown@deq.ms.gov |  | 0040-00055 | 2869 | 325110 | 110066860123 | 11/18/2013 &nbsp;ACT | 05/08/2014 &nbsp;ACT | 2015-01-15 | 2016-11-07 | A | http://opc.deq.state.ms.us/ai_info.aspx?ai=64314 | Proposed gas-to-liquids (GTL) plant, processing pipeline natural gas into gasoline and LPG through a series of reforming processes, including a Steam Methane Reformer (SMR) and an Auto Thermal Reformer (ATR) |  | Reactor Heater, 5 | 13.31 | NATURAL GAS | 12 | MMBTU/H | Five 12 MMBTU/H reactor heaters, equipped with low-NOx burners | Carbon Monoxide | EPA/OAR Mthd 10 | (InOrganic Compounds) | 630-08-0 | N |  | 0.08 | LB/MMBTU | 3-HR AVERAGE | BACT-PSD |  | U | 0 | U | 0 |  |  | 0 |  |  | 0 | 0 | N |  | Five 12 MMBTU/H reactor heaters, equipped with low-NOx burners
MS-0092 | EMBERCLEAR GTL MS | EMBERCLEAR GTL MS LLC | ADAMS | MS | 39120 | USA |  |  |  | 4 | MS001 | MISSISSIPPI DEPT OF ENVIRONMENTAL QUALITY | MS. CARLA BROWN, P.E. | (601) 961-5235 | cbrown@deq.ms.gov |  | 0040-00055 | 2869 | 325110 | 110066860123 | 11/18/2013 &nbsp;ACT | 05/08/2014 &nbsp;ACT | 2015-01-15 | 2016-11-07 | A | http://opc.deq.state.ms.us/ai_info.aspx?ai=64314 | Proposed gas-to-liquids (GTL) plant, processing pipeline natural gas into gasoline and LPG through a series of reforming processes, including a Steam Methane Reformer (SMR) and an Auto Thermal Reformer (ATR) |  | Regeneration Heater, methanol to gasoline | 13.31 | NATURAL GAS | 13 | MMBTU/H | 13 MMBTU/H methanol-to-gasoline regeneration heater, equipped with low-NOx burner | Carbon Monoxide | EPA/OAR Mthd 10 | (InOrganic Compounds) | 630-08-0 | N |  | 0.08 | LB/MMBTU | 3-HR AVERAGE | BACT-PSD |  | U | 0 | U | 0 |  |  | 0 |  |  | 0 | 0 | N |  | 13 MMBTU/H methanol-to-gasoline regeneration heater, equipped with low-NOx burner
*PA-0309 | LACKAWANNA ENERGY CTR/JESSUP | LACKAWANNA ENERGY CENTER, LLC | LACKAWANNA | PA | 18434 | USA |  |  |  | 3 | PA001 | PENNSYLVANIA DEPT OF ENVIRONMENTAL PROTECTION, BUREAU OF AIR QUALITY | MR. ROBERT COOK | (717)772-3974 | rwcook@pa.gov |  | 35-00069A | 4911 | 221112 | 110069993385 | 07/11/2014 &nbsp;ACT | 12/23/2015 &nbsp;ACT | 2017-07-18 | 2017-07-20 | A |  | This plan approval is for the construction and temporary operation of three (3) identical General Electric Model 7HA.02 natural gas fired combustion turbines and heat recovery steam generator with duct burners (CT/HRSG). Each CT/HRSG combined-cycle process block includes one (1) combustion gas turbine and one (1) heat recovery steam generator with duct burners with all three (3) CT/HRSG sharing one (1) steam turbine. The entire power block is rated at 1,500 MW. Additional equipment includes: one (1) 2,000 kW diesel-fired emergency generator one (1) 315 HP diesel-fired emergency fire water pump one (1) 184.8 MM BTU/hr natural gas fired boiler one (1) 12 MMBTU/hr natural gas fuel gas heater two (2) Diesel fuel storage tanks four (4) lubricating oil tanks one (1) aqueous ammonia storage tank |  | Auxillary Boiler | 13.31 | Natural gas | 13.31 | MMBtu/hr | Fired only on natural gas supplied by a public utility. Limited to 4000 hrs per year on a 12 month rolling basis. | Carbon Monoxide | Unspecified | (InOrganic Compounds) | 630-08-0 | N |  | 0.037 | LB/MMBTU |  | BACT-PSD | NSPS | U | 0 | U | 13.68 | TONS | 12-MONTH ROLLING BASIS | 0 |  |  | 0 | 0 | N
IA-0107 | MARSHALLTOWN GENERATING STATION | INTERSTATE POWER AND LIGHT | MARSHALL | IA | 50158 | USA | ALAN ARNOLD | 319-786-4476 | ALANARNOLD@ALLIANTENERGY.COM | 7 | IA001 | IOWA DEPARTMENT OF NATURAL RESOURCES AIR QUALITY | MR. GARY SMITH | (515) 725-9563 | GARY.SMITH@DNR.IOWA.GOV |  | 13-A-499-P | 4911 | 221112 | Unknown | 10/03/2013 &nbsp;ACT | 04/14/2014 &nbsp;ACT | 2014-04-15 | 2016-05-04 | B | http://www.iowadnr.gov/InsideDNR/RegulatoryAir/ConstructionPermits/PermitSearch.aspx | Utility electric generating station | Two combined cycle turbines without duct burning. | dew point heater | 13.31 | natural gas | 13.32 | mmBtu/hr |  | Carbon Monoxide | EPA/OAR Mthd 10 | (InOrganic Compounds) | 630-08-0 | N |  | 0.041 | LB/MMBTU | 3-HOUR AVERAGE | BACT-PSD |  | U | 0 | U | 0 |  |  | 0 |  |  | 0 | 0 | N
TX-0691 | PH ROBINSON ELECTRIC GENERATING STATION | NRG TEXAS POWER LLC | GALVESTON | TX |  | USA | CRAIG ECKBERG | (832) 357-5291 |  | 6 | TX001 | TEXAS COMMISSION ON ENVIRONMENTAL QUALITY (TCEQ) | MS. ANNE INMAN | (512) 239-1267 | anne.inman@tceq.texas.gov | Mr. Erik Hendrickson 512-239-1095 erik.hendrickson@tceq.texas.gov | 108182 PSDTX1346 | 4911 | 221112 | 110002345515 | 02/06/2013 &nbsp;ACT | 05/20/2014 &nbsp;ACT | 2015-03-19 | 2016-05-09 | B |  | NRG proposes to construct six natural gas-fired simple cycle combustion turbine generators (CTG) for peaking, designed to operate during periods of high electric demand. The six CTGs selected by NRG are General Electric Frame 7E turbines have an ISO rating of 65 MW and a nominal maximum generating capacity of 80 MW. Each of the turbines will not exceed 20 percent annual capacity (equivalent to 1,752 full load hours) in any single year or 10 percent annual capacity factor (equivalent to 876 full load hours) averaged over any three year period. |  | fuel gas heater | 13.31 | natural gas | 18 | MMBTU/H |  | Carbon Monoxide | Unspecified | (InOrganic Compounds) | 630-08-0 | N |  | 0.054 | LB/MMBTU |  | BACT-PSD |  | U | 0 | U | 0 |  |  | 0 |  |  | 0 | 0 | N
*PA-0311 | MOXIE FREEDOM GENERATION PLANT | MOXIE FREEDOM LLC | LUZERNE | PA | 18603 | USA |  |  |  | 3 | PA001 | PENNSYLVANIA DEPT OF ENVIRONMENTAL PROTECTION, BUREAU OF AIR QUALITY | MR. ROBERT COOK | (717)772-3974 | rwcook@pa.gov |  | 40-00129A | 4911 | 221112 | 110064098541 | 10/06/2014 &nbsp;ACT | 09/01/2015 &nbsp;ACT | 2017-07-28 | 2017-07-31 | A |  | The Project is for the construction and operation of two identical 1 x 1 power blocks, each consisting of a combustion gas turbine (CGT or CT) and a steam turbine (ST) configured in single shaft alignment, where each CT and ST train share one common electric generator. The turbines to be used for this project are Two General Electric (GE) 7HA.02 CTs, each in 1 x 1 single shaft combined- cycle power islands. Each CT and duct burner will exclusively fire pipeline-quality natural gas. The HRSGs will be equipped with selective catalytic reduction (SCR) to minimize nitrogen oxide (NOx) emissions and oxidation catalysts to minimize carbon monoxide (CO) and volatile organic compound (VOC) emissions from the CTs and DBâ€™s. The Project will also include several pieces of ancillary equipment. The list of equipment includes: One fuel gas dew-point heater - natural gas fired, common for all CTs Two CT inlet evaporative coolers - one for each CT (not emissions sources) Two air-cooled condensers (ACCs) - one for each HRSG (not emissions sources) One auxiliary boiler, natural gas-fired One diesel engine powered emergency generator One diesel engine powered fire water pump Diesel fuel, lubricating oil, and aqueous ammonia storage tanks The project once operational will produce 1050 MW Electric Generation |  | Auxilary Boiler | 13.31 | Natural Gas | 55.4 | MMBtu/hr | Shall construct qualifying small gas combustion units capable of reducing nitrogen oxides (NOx) and carbon monoxide (CO) emissions to or below: i. 30 ppmdv NOx at 3% O2 when firing gas; ii. 300 ppmdv CO at 3% O2. The combustion unit(s) shall be fired only on natural gas or liquefied petroleum gas Total fuel usage of the auxiliary boiler shall not exceed 214.9 MMscf on a 12-month rolling basis. Shall maintain and operate the source in accordance with good engineering practice. | Carbon Monoxide | Unspecified | (InOrganic Compounds) | 630-08-0 | N |  | 0.037 | LB/MMBTU |  | BACT-PSD | NSPS | U | 0 | U | 4.1 | TPY | 12-MONTH ROLLING BASIS | 0 |  |  | 0 | 0 | N
MD-0040 | CPV ST CHARLES | COMPETITIVE POWER VENTURES, INC./CPV MARYLAND, LLC | CHARLES | MD |  | USA | SHARON K SEGNER | 2407232300 | SSEGNER@CPV.COM | 3 | MD001 | MARYLAND DEPARTMENT OF THE ENVIRONMENT | MR. WILLIAM PAUL | (410)537-3276 | bpaul@mde.state.md.us | WILLIAM PAUL 410-537-3230 BPAUL@MDE.STATE.US | CPCN CASE NO. 9129 | 1731 | 221122 | UNKNOWN | &nbsp; | 11/12/2008 &nbsp;ACT | 2009-01-12 | 2009-02-20 | A |  | 640 MW GENERATING FACILITY |  | BOILER | 13.31 | NATURAL GAS | 93 | MMBTU/H | AUXILIARY BOILER | Carbon Monoxide | Unspecified | (InOrganic Compounds) | 630-08-0 | N |  | 0.02 | LB/MMBTU | 3-HR AVERAGE | BACT-PSD |  |  | 0 |  | 0 |  |  | 0 |  |  | 0 | 0 | N
WI-0259 | MANITOWOC PUBLIC UTILITIES | MANITOWOC PUBLIC UTILITIES | MANITOWOC | WI | 54220-5349 | USA | ADAM BECKER | (920) 686-4347 | ABECKER@MPU.ORG | 5 | WI001 | WISCONSIN DEPT OF NATURAL RESOURCES; AIR MGMT. PROGRAM | MS. KRISTIN HART | (608)266-6876 | kristin.hart@wisconsin.gov |  | 11-DMM-326 | 4911 | 221112 | 110007346309 | 02/16/2012 &nbsp;ACT | 04/16/2012 &nbsp;ACT | 2016-01-05 | 2016-07-06 | D | http://dnr.wi.gov/cias/am/amexternal/AM_DownloadObject.aspx?id=264871 | Public Electrical Generation |  | B10 - Natural Gas-Fired Package Boiler | 13.31 | Natural Gas | 33 | MMBtu per hour |  | Carbon Monoxide | EPA/OAR Mthd 10 | (InOrganic Compounds) | 630-08-0 | N |  | 0.109 | lb/MMBTU | AT LOADS OF LESS THAN 50% | BACT-PSD |  | N | 0 | U | 0.036 | POUNDS PER MMBTU | AT LOADS OF 50% OR GREATER | 0 |  |  | 0 | 0 | N

## Good Comubsiton
RBLCID | FACILITY_NAME | CORPORATE_OR_COMPANY_NAME | FACILITY_COUNTY | FACILITY_STATE | FACILITY_ZIP_CODE | FACILITY_COUNTRY | FACILTY_CONTACT_NAME | FACILITY_PHONE | FACILITY_CONTACT_EMAIL | EPA_REGION | AGENCY_CODE | AGENCY_NAME | AGENCY_CONTACT | AGENCY_PHONE | AGENCY_EMAIL | OTHER_AGENCY_CONTACT_INFO | PERMIT_NUM | SIC_CODE | NAICS_CODE | FACILITY_REGISTRY_SYSTEM_NUMBER | COMPLETE_APPLICATION_DATE | PERMIT_ISSUANCE_DATE | DATE_DETERMINATION_ENTERED_INTO_RBLC | DATE_DETERMINATION_LAST_UPDATED | PERMIT_TYPE | PERMIT_URL | FACILITY_DESCRIPTION | PERMIT_NOTES | PROCESS_NAME | PROCCESS_TYPE | PRIMARY_FUEL | THROUGHPUT | THROUGHPUT_UNIT | PROCESS_NOTES | POLLUTANT | TESTMETHOD | POLLUTANT_GROUP(S) | CAS_NUMBER | CONTROL_METHOD_CODE | CONTROL_METHOD_DESCRIPTION | EMISSION_LIMIT_1 | EMISSION_LIMIT_1_UNIT | EMISSION_LIMIT_1_AVG_TIME_CONDITION | CASE-BY-CASE_BASIS | OTHER_ APPLICABLE_REQUIREMENTS | OTHER_FACTORS | PERCENT_EFFICIENCY | COMPLIANCE_VERIFIED | EMISSION_LIMIT_2 | EMISSION_LIMIT_2_UNIT | EMISSION_LIMIT_2_AVGERAGE_TIME_CONDITION | STANDARAD_EMISSION_LIMIT | STANDARD_EMISSION_LIMIT_UNIT | STANDARD_LIMIT_AVERAGE_TIME_CONDITION | COST_EFFECTIVENESS | INCREMENTAL_COST_EFFECTIVENESS | Cost_Verified | DOLLAR_YEAR_USED_IN_COST_ESTIMATES | POLLUTANT_COMPLIANCE_NOTES
OK-0168 | SEMINOLE GNRTNG STA | O G AND E | SEMINOLE | OK | 74849 | USA | ROBERT BENHAM | 405-553-3221 | BENHAMRF@OGE.COM | 6 | OK001 | OKLAHOMA DEPARTMENT OF ENVIRONMENTAL QUALITY | MR. LEE WARDEN | (405)702-4182 | LEE.WARDEN@DEQ.OK.GOV |  | 2010-594-C(M-2)PSD | 4911 | 221112 | 133-00003 | 01/21/2015 &nbsp;ACT | 05/05/2015 &nbsp;ACT | 2015-08-12 | 2016-07-06 | C |  | The Seminole facility consists of three (3) natural gas fired Babcock and Wilcox El-Paso type boilers capable of producing steam. The thermodynamic energy in the steam is converted to mechanical energy and then to electrical energy by the steam turbine/generator unit capable of producing electricity. | OG&E has requested a construction permit to implement the controls and emission limits required by the Best Available Retrofit Technology (BART) program. The modifications include retrofitting all three boilers (Units 1, 2, & 3). | NATURAL GAS-FIRED BOILER (&lt;100MMBTUH) | 13.31 | NATURAL GAS | 40.4 | MMBTUH |  | Carbon Monoxide | Unspecified | (InOrganic Compounds) | 630-08-0 | P | GOOD COMBUSTION PRACTICES | 0.0075 | LB/MMBTU | 3-HOUR AVERAGE (TEST) | BACT-PSD | N/A | U | 0 | U | 0 |  |  | 0 |  |  | 0 | 0 | N
IA-0106 | CF INDUSTRIES NITROGEN, LLC - PORT NEAL NITROGEN COMPLEX | CF INDUSTRIES NITROGEN, LLC | WOODBURY | IA | 51054 | USA | MIKE MAAS | 712-233-6222 | MMAAS@CFINDUSTRIES.COM | 7 | IA001 | IOWA DEPARTMENT OF NATURAL RESOURCES AIR QUALITY | MR. GARY SMITH | (515) 725-9563 | GARY.SMITH@DNR.IOWA.GOV | Christopher A. Roling, PE Environmental Engineer Senior Iowa DNR - Air Quality Bureau 7900 Hickman Rd, Suite 1 Windsor Heights, IA 50324 (515) 242-6002 chris.roling@dnr.iowa.gov | PN 13-037 | 2873 | 325311 | 110000414089 | 02/01/2013 &nbsp;ACT | 07/12/2013 &nbsp;ACT | 2013-07-16 | 2016-05-04 | B |  | Nitrogenous fertilizer manufacturing including ammonia, urea, and urea-ammonium nitrate (UAN) solutions. |  | Startup Heater | 13.31 | natural gas | 58.8 | MMBTU/H | Limited to 5.76 MMCF of natural gas/yr | Carbon Monoxide | EPA/OAR Mthd 10 | (InOrganic Compounds) | 630-08-0 | P | Good Combustion & Clean fuel | 0.0194 | LB/MMBTU | AVERAGE OF THREE (3) STACK TEST RUNS | BACT-PSD |  | U | 0 | U | 0.057 | TONS/YR | ROLLING TWELVE (12) MONTH TOTAL | 0 |  |  | 0 | 0 | N
WY-0067 | ECHO SPRINGS GAS PLANT | WILLIAMS FIELD SERVICES COMPANY | CARBON | WY | 82336 | USA | CORTNIE MORRELL | 3078722880 | CORTNIE.MORRELL@WILLIAMS.COM | 8 | WY001 | WYOMING AIR QUAL DIVISION, AIR QUALITY | MR. ANDREW KEYFAUVER | (307)777-7340 | andrew.keyfauver@wyo.gov | MS. JAMIE SHARP WY DEQ AIR QUALITY DIVISION 122 WEST 25TH STREET CHEYENNE, WY 82002 307-777-7817 | MD-7837 | 1321 | 211112 | 110010144628 | 05/29/2008 &nbsp;ACT | 04/01/2009 &nbsp;ACT | 2009-04-02 | 2009-04-16 | A |  |  |  | HOT OIL HEATER S38 | 13.31 | NATURAL GAS | 84 | MMBTU/H |  | Carbon Monoxide | Unspecified | (InOrganic Compounds) | 630-08-0 | N | GOOD COMBUSTION PRACTICES | 0.02 | LB/MMBTU |  | BACT-PSD | NSPS , NESHAP | N | 0 |  | 7.4 | T/YR |  | 0 |  |  | 0 | 0 | N |  | BASELINE
MD-0041 | CPV ST. CHARLES | CPV MARYLAND, LLC | CHARLES | MD | 20646 | USA | DONALD ATWOOD | 7818482002 | DATWOOD@CPV.COM | 3 | MD001 | MARYLAND DEPARTMENT OF THE ENVIRONMENT | MR. WILLIAM PAUL | (410)537-3276 | bpaul@mde.state.md.us | WILLAIM PAUL 410-537-3276 BILL.PAUL@MARYLAND.GOV | PSC CASE NO. 9280 | 4911 | 221119 | Not Found | 04/23/2014 &nbsp;ACT | 04/23/2014 &nbsp;ACT | 2015-07-31 | 2018-04-26 | C |  | 725 MW COMBINED-CYCLE NATURAL GAS-FIRED POWER PLANTFACILITY-WIDE PM10 EMISSION LIMIT = 96.6 TONS/YR FACILITY-WIDE SAM EMISISON LIMIT &lt; 7.0 TONS/YR FACILITY-WIDE PM2.5 (TOTAL) EMISSION LIMIT &lt; 100.0 TONS/YR | FACILITY-WIDE PM10 EMISSION LIMIT = 96.6 TONS/YR FACILITY-WIDE SAM EMISISON LIMIT < 7.0 TONS/YR FACILITY-WIDE PM2.5 (TOTAL) EMISSION LIMIT < 100.0 TONS/YR | AUXILLARY BOILER | 13.31 | NATURAL GAS | 93 | MMBTU/H | NATURAL GAS FUEL ONLY, OPERATION OF LOW-NOX BURNER TECHNOLOGY, FLUE GAS RECIRCULATION (FGR), GOOD COMBUSTION CONTROLS, MAX HEAT INPUT OF 372,000 MMBTU/HR | Carbon Monoxide | Unspecified | (InOrganic Compounds) | 630-08-0 | P | GOOD COMBUSTION PRACTICES | 0.02 | LB/MMBTU | 3-HOUR AVERAGE BLOCK | BACT-PSD |  |  | 0 |  | 0 |  |  | 0 |  |  | 0 | 0 | N
*MD-0042 | WILDCAT POINT GENERATION FACILITY | OLD DOMINION ELECTRIC CORPORATION (ODEC) | CECIL | MD | 17563 | USA | DAVID N. SMITH | 8049684045 | DSMITH@ODEC.COM | 3 | MD001 | MARYLAND DEPARTMENT OF THE ENVIRONMENT | MR. WILLIAM PAUL | (410)537-3276 | bpaul@mde.state.md.us | WILLIAM PAUL 410-537-3276 BILL.PAUL@MARYLAND.GOV | CPCN CASE NO. 9327 | 4911 | 221119 | 110062854834 | 04/08/2014 &nbsp;ACT | 04/08/2014 &nbsp;ACT | 2015-07-31 | 2018-03-23 | A |  | 1000 MEGAWATT COMBINED CYCLE NATURAL GAS-FIRED POWER PLANTFACILITY-WIDE PM10 EMISSION LIMIT = 278 TONS/YR FACILITY-WIDE PM2.5 EMISSION LIMIT = 272 TONS/YR FACILITY-WIDE SAM EMISSION LIMIT = 96 TONS/YR FACILITY-WIDE CO2E EMISSION LIMIT = 3,498,026 TONS/YR | FACILITY-WIDE PM10 EMISSION LIMIT = 278 TONS/YR FACILITY-WIDE PM2.5 EMISSION LIMIT = 272 TONS/YR FACILITY-WIDE SAM EMISSION LIMIT = 96 TONS/YR FACILITY-WIDE CO2E EMISSION LIMIT = 3,498,026 TONS/YR | AUXILLARY BOILER | 13.31 | NATURAL GAS | 45 | MMBTU/H | NATURAL GAS FUEL ONLY, OPERATION OF ULTRA LOW-NOX BURNER TECHNOLOGY, GOOD COMBUSTION PRACTICES, MAX HEAT INPUT OF 90,000 MMBUT/HR PER 12-MONTH ROLLING PERIOD | Carbon Monoxide | Unspecified | (InOrganic Compounds) | 630-08-0 | P | Good Combustion & Clean fuel | 0.036 | LB/MMBTU | 3-HOUR BLOCK AVERAGE | BACT-PSD |  |  | 0 |  | 0 |  |  | 0 |  |  | 0 | 0 | N
MI-0406 | RENAISSANCE POWER LLC | LS POWER DEVELOPMENT LLC | MONTCALM | MI | 48811 | USA | BRADLEY COOLEY | 636-534-3268 | BCOOLEY@LSPOWER.COM | 5 | MI001 | MICHIGAN DEPT OF ENVIRONMENTAL QUALITY | MS. CINDY SMITH | (517)284-6802 | SMITHC17@MICHIGAN.GOV | Please contact the permit engineer, Melissa Byrnes, at 517-284-6790 or at BYRNESM@michigan.gov for technical questions regarding this permit. Thank you. | 51-13 | 4911 | 221112 | 2611705287 | 07/13/2013 &nbsp;ACT | 11/01/2013 &nbsp;ACT | 2014-03-19 | 2016-07-07 | C |  | For technical questions regarding this permit, please contact the permit engineer, Melissa Byrnes, at 517-284-6790. Thank you. | Other facility-wide pollutants not listed below (tpy): PM10=211.19+ PM2.5=205.24+ Lead=0.0027+ CO2e=5,398,441+ Sulfuric Acid Mist=5.67+ | FG-AUXBOILER1-2; Two (2) natural gas-fired auxiliary boilers. | 13.31 | natural gas | 40 | MMBTU/H | Two (2) natural gas-fired auxiliary boilers. 40 MMBTU/H each. Fuel restriction = 360.8 MMSCF/YR total for both units. | Carbon Monoxide | Unspecified | (InOrganic Compounds) | 630-08-0 | P | Good combustion practices | 0.036 | LB/MMBTU | TEST PROTOCOL; EACH UNIT. | BACT-PSD | SIP | N | 0 | N | 0 |  |  | 0 |  |  | 0 | 0 | N |  | The CO limit of 0.036 LB/MMBTU applies to each unit.
LA-0240 | FLOPAM INC. | FLOPAM INC. | IBERVILLE PARISH | LA | 70764 | USA | PETER NICHOLS | 912-884-3366 |  | 6 | LA001 | LOUISIANA DEPARTMENT OF ENV QUALITY | MR. BRYAN D. JOHNSTON | (225)219-3450 | BRYAN.JOHNSTON@LA.GOV | PERMIT REVIEWER: DAN NGUYEN (225) 219-3180 | PSD-LA-747/1280-00141-V0 | 2899 | 325110 | UNKNOWN | 11/23/2009 &nbsp;ACT | 06/14/2010 &nbsp;ACT | 2010-07-14 | 2010-07-22 | A |  | A PROPOSED MANUFACTURING COMPLEX CONSISTS OF AN ACRYLAMIDE PLANT, A POWDER PLANT, A DIALLYLDIMETHYLAMMONIUMCHLORIDE (DADMAC) PLANT, A SPECIALTY PRODUCTS PLANT, AN EMULSION PLANT, A POLYAMINE PLANT, A DIMETHYLAMINEOETHYLACRYLATE (ADAM) PLANT, A CHLOROMETHYLATION (CM) PLANT, AN ACRYLAMIDO TERTIO BUTYL SULFONATE (ATBS) PLANT, AND AUXILIARY AND MISCELLANEOUS EQUIPMENT. | APPLICATION ACCEPTED DATE REFLECTS DATE OF ADMINISTRATIVE COMPLETENESS | Boilers | 13.31 | natural gas | 25.1 | MMBTU/H |  | Carbon Monoxide | Unspecified | (InOrganic Compounds) | 630-08-0 | P | Good Combustion & Clean fuel | 0.037 | LB/MMBTU | HOURLY MAXIMUM | BACT-PSD |  | U | 0 | U | 0.037 | LB/MMBTU |  | 0 |  |  | 0 | 0 | N
*PA-0310 | CPV FAIRVIEW ENERGY CENTER | CPV FAIRVIEW, LLC | CAMBRIA | PA |  | USA |  |  |  | 3 | PA001 | PENNSYLVANIA DEPT OF ENVIRONMENTAL PROTECTION, BUREAU OF AIR QUALITY | MR. ROBERT COOK | (717)772-3974 | rwcook@pa.gov |  | 11-00536A | 4911 | 221112 | 110064823721 | 09/15/2015 &nbsp;ACT | 09/02/2016 &nbsp;ACT | 2017-07-18 | 2017-07-31 | A |  | This plan approval authorizes CPV Fairview, LLC to construct and temporarily operate the Fairview Energy Center. Air contamination sources and air cleaning devices authorized for construction and temporary operation under this plan approval include: A combined cycle electric generating unit consisting of two (2) General Electric (&quot;GE&quot;) 7HA.02 &quot;H&quot;-class combustion turbines each with maximum fuel type-based heat input of 3,338-MMBtu/hr (natural gas), 3,274-MMBtu/hr (ULSD), 3,199 MMBtu/hr (ethane blend), and equipped with dry low-NOx combustors and evaporative turbine intake cooling; two (2) heat recovery steam generators (HRSGs) each equipped with a low-NOx duct burner with maximum heat input of 425-MMBtu/hr, and a common steam turbine generator. Exhaust emissions from each combined cycle electric generating unit will be controlled by oxidation catalyst and selective catalytic reduction (SCR). - One (1) up to 12-cell mechanical draft wet cooling tower with high-efficiency drift eliminator. - One (1) natural gas-fired auxiliary boiler with maximum heat input of 92.4 MMBtu/hr. - One (1) natural gas-fired dew point heater with maximum heat input of 12.8 MMBtu/hr. - One (1) natural gas-fired dew point heater with maximum heat input of 3.2 MMBtu/hr. - Two (2) 1,500-ekW diesel-fired emergency genset engines. - One (1) 422-bhp diesel-fired fire water pump engine. - One (1) 1,000,000-gallon ULSD storage tank. - Eight (8) sulfur hexafluoride (SF6) circuit breakers. - Plant roadways. - Natural gas and ethane blend piping components. |  | Auxilary boiler | 13.31 | Natural Gas | 92.4 | MMBtu/hr | Operation of the auxiliary boiler shall not exceed 4000 hrs in any continuous 12-month period. | Carbon Monoxide | Unspecified | (InOrganic Compounds) | 630-08-0 | P | Good Combustion & Clean fuel | 0.037 | LB/MMBTU | AVG OF 3 1-HR TEST RUNS | BACT-PSD | NSPS | U | 0 | U | 6.84 | TPY | 12-MONTH ROLLING BASIS | 0 |  |  | 0 | 0 | N
*VA-0321 | BRUNSWICK COUNTY POWER STATION | VIRGINIA ELECTRIC AND POWER COMPANY | BRUNSWICK | VA | 23856 | USA | JEFFREY ZEHNER | 804-273-3145 | JEFFREY.R.ZEHNER@DOM.COM | 3 | VA001 | VIRGINIA DEPT. OF ENVIRONMENTAL QUALITY; DIVISION OF AIR QUALITY | MR. YOGESH DOSHI | (804)698-4017 | Yogesh.doshi@deq.virginia.gov | For technical information about this facility, please contact the Air Permit writer, Alison Sinclar, by phone at (804) 527-5155 or by e-mail: Alison.Sinclair@deq.virginia.gov | 52404-001 | 4911 | 221112 | 110055066440 | 12/21/2012 &nbsp;ACT | 03/12/2013 &nbsp;ACT | 2013-04-03 | 2016-07-07 | A | http://www.deq.virginia.gov/Programs/Air/PermittingCompliance/Permitting/IssuedPSDNANSRPermits.aspx,http://www.deq.virginia.gov/Programs/Air/PermittingCompliance/Permitting/IssuedPSDNANSRPermits.aspx,http://www.deq.virginia.gov/Programs/Air/PermittingCompliance/Permitting/IssuedPSDNANSRPermits.aspx,http://www.deq.virginia.gov/Programs/Air/PermittingCompliance/Permitting/IssuedPSDNANSRPermits.aspx | New, combined-cycle, natural gas-fired, electrical power generating facility. |  | Auxiliary Boiler (30.6 mmBtu/hr) | 13.31 | natural gas | 263000000 | standard cubic ft | 12 month rolling total | Carbon Monoxide | Unspecified | (InOrganic Compounds) | 630-08-0 | P | Good Combustion & Clean fuel | 0.037 | LB/MMBTU |  | BACT-PSD | NSPS , SIP | N | 0 | U | 0.037 | LB/MMBTU |  | 0 |  |  | 0 | 0 | N |  | Emission Limit 2: 1.2 lbs/r; 5.0 tons/yr; 12 month rolling total Initial performance test Track monthly and annual natural gas throughput
*WV-0029 | HARRISON COUNTY POWER PLANT | ESC HARRISON COUNTY POWER, LLC | HARRISON | WV | 26301 | USA | ANDREW DORN | 7163121042 | DREWDORN@ENSOLCONSORTIUM.COM | 3 | WV001 | WEST VIRGINIA DEPT. OF ENVRIONMENTAL PROTECTION; DIV. OF AIR QUALITY | MR. JOE KESSLER, PE | (304)926-0499X1219 | Joseph.r.kessler@wv.gov | Permit Engineer: Mr. Steve Pursley 304-926-0499 x1218 steven.r.pursley@wv.gov | R14-0036 | 4911 | 221112 | Not Found | 04/26/2017 &nbsp;ACT | 03/27/2018 &nbsp;ACT | 2018-06-25 | 2018-06-25 | A | https://dep.wv.gov/daq/Documents/March 2018 Permits and Evals/033-00264_PERM_R14-0036.pdf | Nominal 640 mWe natural gas-fired combined-cycle power plant. Small sources: Emergency Generator, Fire Water Pump, Fuel Gas Heater not included in RBLC - may request info or see permit for details. |  | Auxiliary Boiler | 13.31 | Natural Gas | 77.8 | mmBtu/hr | Annual emission based on 4600 hours/year. | Carbon Monoxide | Unspecified | (InOrganic Compounds) | 630-08-0 | P | Good Combustion Practices | 0.037 | LB/MMBTU |  | BACT-PSD |  | U | 0 | U | 6.58 | TONS/YEAR |  | 0.037 | LB/MMBTU |  | 0 | 0 | N
MD-0045 | MATTAWOMAN ENERGY CENTER | MATTAWOMAN ENERGY, LLC | PRINCE GEORGE'S | MD | 20613 | USA | STEVEN TESSEM | SYSNULL | STESSEM@PANDAFUNDS.COM | 3 | MD001 | MARYLAND DEPARTMENT OF THE ENVIRONMENT | MR. WILLIAM PAUL | (410)537-3276 | bpaul@mde.state.md.us | WILLIAM PAUL 410-537-3276 BILL.PAUL@MARYLAND.GOV | PSC CASE. NO. 9330 | 4911 | 221119 | unknown | 07/19/2013 &nbsp;ACT | 11/13/2015 &nbsp;ACT | 2015-12-23 | 2016-05-13 | A | HTTP: | 990 MW COMBINED-CYCLE NATURAL GAS-FIRED POWER PLANTNOTE: PARTICULATE MATTER FACILITYWIDE EMISSIONS ARE PARTICULATE MATTER (FILTERABLE) | NOTE: PARTICULATE MATTER FACILITYWIDE EMISSIONS ARE PARTICULATE MATTER (FILTERABLE). THE FACILITY INCLUDES A WET MECHANICAL DRAFT COOLING TOWER (12 CELL) with 0.0005% RECIRCULATING WATER FLOW. | AUXILIARY BOILER | 13.31 | NATURAL GAS | 42 | MMBTU/H | PIPELINE QUALITY NATURAL GAS FUEL ONLY, OPERATION OF ULTRA LOW-NOX BURNER TECHNOLOGY SUBJECT TO NSPS SUBPART DC RECORDKEEPING AND REPORTING REQUIREMENTS | Carbon Monoxide | Unspecified | (InOrganic Compounds) | 630-08-0 | P | GOOD COMBUSTION PRACTICES | 0.037 | LB/MMBTU | 3-HOUR BLOCK AVERAGE | BACT-PSD |  | U | 0 | U | 0 |  |  | 0 |  |  | 0 | 0 | N
WY-0075 | CHEYENNE PRAIRIE GENERATING STATION | BLACK HILLS POWER, INC | LARAMIE | WY | 82009 | USA | TIM ROGERS | (605) 721-2286 | TIM.ROGERS@BLACKHILLSCORP.COM | 8 | WY001 | WYOMING AIR QUAL DIVISION, AIR QUALITY | MR. ANDREW KEYFAUVER | (307)777-7340 | andrew.keyfauver@wyo.gov |  | MD-16173 | 491 | 221122 | Not Found | 05/01/2014 &nbsp;ACT | 07/16/2014 &nbsp;ACT | 2014-06-16 | 2018-05-11 | B |  | Nominal 220 megawatt (MW) gross electrical facility. | Installation of a 25.06 MMBtu/hr Auxiliary Boiler (Cleaver Brooks CBEX Elite 600). Subject to PSD based on project aggregation. | Auxiliary Boiler | 13.31 | natual gas | 25.06 | MMBtu/h |  | Carbon Monoxide | EPA/OAR Mthd 10 | (InOrganic Compounds) | 630-08-0 | P | good combustion | 0.0375 | LB/MMBTU | 3 HOUR AVERAGE | BACT-PSD | NSPS | N | 0 | U | 0.9 | LB/H | 3 HOUR AVERAGE | 0 |  |  | 0 | 0 | N
NY-0103 | CRICKET VALLEY ENERGY CENTER | CRICKET VALLEY ENERGY CENTER LLC | USA | NY | 12522-0407 | USA |  | 845-877-0596 | INFO@CRICKETVALLEY.COM | 2 | NY001 | NEW YORK DEPT. OF ENVIRONMENTAL CONSERVATION | MR. NICK ONDERDONK-MILNE | (518)402-8403 | nick.onderdonk-milne@dec.ny.gov | DEC Region 3 845-256-3000 | 3-1326-00275/00009 | 4911 | 221112 | 110043340364 | 02/03/2016 &nbsp;ACT | 02/03/2016 &nbsp;ACT | 2017-08-24 | 2017-09-28 | A | http://www.dec.ny.gov/chemical/32249.html | Cricket Valley Energy Center LLC (CVEC) constructed the Cricket Valley Energy Center (the Facility), a nominal net 1,000-megawatt (MW) combined-cycle gas turbine electric generating facility, on a site located in Dover, Dutchess County, New York. The Facility consists of three General Electric (GE) Model 7FA.05 combustion turbine generators (CTGs) operating in combined-cycle mode with supplemental firing of the heat recovery steam generators (HRSGs); natural gas will be the sole fuel fired in the CTGs and duct burners. The Facility will include a natural gas-fired auxiliary boiler, four ultra-low sulfur distillate (ULSD) fired black-start generator engines and a ULSD-fired emergency fire pump engine. In addition to the air emitting equipment, the Facility will include three steam turbine generators (STGs), an air cooled condenser (ACC) and associated auxiliary equipment and systems. Each combined cycle generating unit consisting of the CTG, HRSG and STG will be exhausted through its own stack. Air emissions from the proposed Facility primarily consist of products of combustion from the CTGs, HRSG duct burners, and ancillary combustion sources. Dutchess County is designated as in attainment with respect to the National Ambient Air Quality Standards (NAAQS) for all criteria pollutants with the exception of ozone. Based upon the potential to emit (PTE) estimates, the Facility is subject to Prevention of Significant Deterioration (PSD) requirements for emissions of carbon monoxide (CO); nitrogen oxides (NOx); particulate matter (PM) with a diameter equal to or less than 10 microns (PM10), PM with a diameter equal to or less than 2.5 microns (PM2.5); greenhouse gases (GHG); sulfuric acid mist (H2SO4); and volatile organic compounds (VOC). In accordance with the NYSDECâ€™s Nonattainment New Source Review (NNSR) permitting program, the Facility is also subject to NNSR for emissions of NOx and VOC. |  | Auxiliary boiler | 13.31 | natural gas | 60 | MMBTU/H | Limited to 4,500 H/YR | Carbon Monoxide | EPA/OAR Mthd 10 | (InOrganic Compounds) | 630-08-0 | P | good combustion practice | 0.0375 | LB/MMBTU | 1 H | BACT-PSD |  | U | 0 | U | 0 |  |  | 0 |  |  | 0 | 0 | N
FL-0335 | SUWANNEE MILL | KLAUSER HOLDING USA, INC. | SUWANNEE COUNTY | FL | 32060 | USA | MICHEL FUNK | 843-626-9600 | MICHAEL.FUNK@KLAUSNER-GROUP.COM | 4 | FL001 | FLORIDA DEPT. OF ENVIRONMENTAL PROTECTION | MR. DAVID READ | (850) 717-9000 | David.Read@dep.state.fl.us | David Read is the permitting engineer for this project, 850-717-9075. | 1210468-001-AC(PSD-FL-417) | 2421 | 321113 | Not Available | 01/09/2012 &nbsp;ACT | 09/05/2012 &nbsp;ACT | 2012-10-29 | 2013-05-30 | U |  | The Suwannee Mill produces dimensional kiln dried lumber and timber byproducts consisting of bark, wood chips, sawdust, and dry shavings. When the facility is fully constructed, the mill has a maximum annual production capacity of 700 MMBF/yr. The mill processes tree-length green saw logs into dimensional lumber. Raw materials, finished lumber and saleable by-products are received and dispatched from the facility by truck or rail. | The Suwannee Mill produces dimensional kiln dried lumber and timber byproducts consisting of bark, wood chips, sawdust, and dry shavings. When the facility is fully constructed, the mill has a maximum annual production capacity of 700 MMBF/yr. The mill processes tree-length green saw logs into dimensional lumber. Raw materials, finished lumber and saleable by-products are received and dispatched from the facility by truck or rail. The mill will operate kilns that heat the green rough sawn lumber to reduce the moisture content to meet required finished product market specifications. The kilns are heated with hot water that is generated in four natural gas-fired boilers (46 million British thermal units per hour (MMBtu/hr)) and two biomass-fired boilers (120 MMBtu/hr). The biomass boilers are fired by untreated bark, wood chips, and sawdust that are byproducts of the mills operation. Clean, untreated woody biomass obtained from off-site sources may also be fired in the biomass boilers | Four(4) Natural Gas Boilers - 46 MMBtu/hour | 13.31 | Natural Gas | 46 | MMBTU/H | The four natural gas boilers are used to generate the hot water that is used in the lumber kiln drying process. Two boilers each share a common stack for a total of two stacks. In the initial phase of construction, two natural gas fired boilers will supply hot water to one block of kilns. As other kiln blocks are completed, the two other natural gas boilers will be constructed and brought online. Finally, the two biomass boilers will be built and brought on line. | Carbon Monoxide | EPA/OAR Mthd 10B | (InOrganic Compounds) | 630-08-0 | P | Good Combustion Practice | 0.039 | LB/MMBTU |  | BACT-PSD |  | U | 0 | U | 0 |  |  | 0 |  |  | 0 | 0 | N
OH-0350 | REPUBLIC STEEL | REPUBLIC STEEL | LORAIN | OH | 44055 | USA | IRENE RAIBER | 440-277-2927 | IRAIBER@REPUBLICSTEEL.CC | 5 | OH001 | OHIO ENVIRONMENTAL PROTECTION AGENCY | MR. DANA THOMPSON | 614-644-3701 | Dana.thompson@epa.ohio.gov |  | P0109191 | 3312 | 331111 | 110000385645 | 12/16/2011 &nbsp;ACT | 07/18/2012 &nbsp;ACT | 2012-11-29 | 2016-05-04 | B |  | Steel Mill | New electric arc furnace (EAF), natural gas boiler, and EAF material handling and storage area. Netting permit. | Steam Boiler | 13.31 | Natural Gas | 65 | MMBtu/H | Natural Gas-fired stam boiler to vacuum tank degasser | Carbon Monoxide | EPA/OAR Mthd 10 | (InOrganic Compounds) | 630-08-0 | P | Good combustion practices. | 0.04 | LB/MMBTU |  | BACT-PSD | OPERATING PERMIT | U | 0 | U | 11.4 | T/YR |  | 0 |  |  | 0 | 0 | N |  | Method 10 or 10B if required
OR-0050 | TROUTDALE ENERGY CENTER, LLC | TROUTDALE ENERGY CENTER, LLC | MULTNOMAH | OR | 97060 | USA | WILLARD LADD | 914-468-2400 |  | 10 | OR001 | OREGON DEPT OF ENVIRONMENTAL QUALITY | JILL INAHARA | (503) 229-5001 | inahara.jill@deq.state.or.us | George Davis 503-229-5534 | 26-0235 | 4911 | 221112 | 110057118417 | 04/05/2013 &nbsp;ACT | 03/05/2014 &nbsp;ACT | 2015-01-06 | 2016-05-05 | A |  | Troutdale Energy Center (TEC) proposes to construct and operate a 653 megawatt (MW) electric generating plant in Troutdale, Oregon. TEC proposes to generate electricity with three natural gas-fired turbines, one of which will be a combined-cycle unit with duct burner and heat recovery steam generator. |  | Auxiliary boiler | 13.31 | natural gas | 39.8 | MMBTU/H |  | Carbon Monoxide | EPA/OAR Mthd 10 | (InOrganic Compounds) | 630-08-0 | A | Good Combustion | 0.04 | LB/MMBTU | 3-HR BLOCK AVERAGE | BACT-PSD |  | U | 0 | U | 0 |  |  | 0 |  |  | 0 | 0 | N
LA-0204 | PLAQUEMINE PVC PLANT | SHINTECH LOUISIANA LLC | IBERVILLE | LA |  | USA | DAVID WISE | 2256851113 |  | 6 | LA001 | LOUISIANA DEPARTMENT OF ENV QUALITY | MR. BRYAN D. JOHNSTON | (225)219-3450 | BRYAN.JOHNSTON@LA.GOV | PERMIT WRITER: ANTHONY RANDALL, 225-219-3181 | PSD-LA-709(M-1) | 2821 | 325211 | 110020900104 | 03/03/2008 &nbsp;ACT | 02/27/2009 &nbsp;ACT | 2006-06-25 | 2009-08-06 | A |  | NEW 1.3 BILLION POUND PER YEAR PVC PLANT CONSISTING OF A CHLOR-ALKALI UNIT, AND EDC/VCM UNIT, AND A PVC UNIT. | VINYL CHLORIDE - 28.82 TPY. VINYL CHLORIDE (VC) WAS REGULATED AS A PSD POLLUTANT (SIGNIFICANCE LEVEL OF 1 TPY) IN LOUISIANA WHEN THIS PERMIT WAS ISSUED. LOUISIANA'S NSR REFORM RULES, ADOPTED DECEMBER 20, 2005, DELISTED VC. HAPS FROM THE PVC UNIT WERE SUBJECTED TO A 112(J) MACT DETERMINATION AFTER VACATURE OF 40 CFR 63 SUBPART J ON APRIL 19, 2005. BACT FOR VC IS EQUIVALENT TO MACT FOR VC. NNSR: BECAUSE VOC AND NOX EMISSIONS ARE LESS THAN 100 TPY, LAER WAS NOT REQUIRED. OFFSETS WERE REQUIRED PURSUANT TO A STATE-ONLY PROVISION IN LAC 33:III.504. PSD-LA-709(M-1) IS FOR 1) REMOVING A COOLING TOWER (M-8), CORRECTING CAPACITY OF COOLING TOWER M-7, AND 3) INCLUDING 19 EMERGENCY ENGINES AND THREE LOADING HOPPERS. | CRACKING FURNACES A-D | 13.31 |  | 90 | MMBTU/H EA. |  | Carbon Monoxide | Unspecified | (InOrganic Compounds) | 630-08-0 | P | Good Combustion & Clean fuel | 0.046 | LB/MMBTU | THREE ONE-HOUR TEST AVERAGE | BACT-PSD | MACT , OPERATING PERMIT | U | 0 | U | 0 |  |  | 0 |  |  | 0 | 0 | N
LA-0229 | SHINTECH PLAQUEMINE PLANT 2 | SHINTECH LOUISIANA LLC | IBERVILLE | LA | 70764 | USA | DAVID WISE | 2256851113 |  | 6 | LA001 | LOUISIANA DEPARTMENT OF ENV QUALITY | MR. BRYAN D. JOHNSTON | (225)219-3450 | BRYAN.JOHNSTON@LA.GOV |  | PSD-LA-731 | 2821 | 325211 | UNKNOWN | 11/19/2010 &nbsp;ACT | 07/10/2008 &nbsp;ACT | 2009-04-02 | 2009-04-20 | B |  | A PROPOSED 1.81 BILLION LBS/YR PVC PRODUCTION COMPLEX WHICH WILL CONSIST OF A CHLORALKALI PLANT, AN EDC/VCM PLANT, AND A PVC PLANT | APPLICATION ACCEPTED DATE REFLECTS DATE OF ADMINISTRATIVE COMPLETENESS | EQT122-EQT125 - FOUR VCM CRACKING FURNACES | 13.31 | NATURAL GAS | 90 | MMBTU/H |  | Carbon Monoxide | Unspecified | (InOrganic Compounds) | 630-08-0 | P | GOOD COMBUSTION PRACTICES | 0.046 | LB/MMBTU |  | BACT-PSD |  | U | 0 | U | 0 |  |  | 0 |  |  | 0 | 0 | N
OH-0352 | OREGON CLEAN ENERGY CENTER | ARCADIS, US, INC. | LUCAS | OH | 43616 | USA | LYNN GRESOCK | 978-322-4520 | LYNN.GRESOCK@ARCADIS-US.CO | 5 | OH001 | OHIO ENVIRONMENTAL PROTECTION AGENCY | MR. DANA THOMPSON | 614-644-3701 | Dana.thompson@epa.ohio.gov |  | P0110840 | 4931 | 221112 | 110064669737 | 04/03/2013 &nbsp;ACT | 06/18/2013 &nbsp;ACT | 2013-07-15 | 2016-05-04 | A |  | 799 Megawatt Combined Cycle Combustion Turbine Power Plant | The permit is set up to install either 2 Mitsubishi M501 GAC units or 2 Siemens SGT-8000H units, not both; with dedicated heat recovery steam generators (HRSG), steam turbine generator, and electric generator. | Auxillary Boiler | 13.31 | Natural Gas | 99 | MMBtu/H | 99 MMBTU/H auxillary boiler with low-NOx burners and flue gas re-circulation, burning only natural gas. Boiler restricted to 2000 hours of operation per rolling 12-months. | Carbon Monoxide | EPA/OAR Mthd 10 | (InOrganic Compounds) | 630-08-0 | P | Good Combustion & Clean fuel | 0.055 | LB/MMBTU |  | BACT-PSD | OPERATING PERMIT | U | 0 | U | 5.45 | T/YR | PER ROLLING 12-MONTHS | 0.055 | LB/MMBTU |  | 0 | 0 | N |  | BACT: 0.055 LB/MMBTU. Restricted to 2000 hours of operation per rolling 12-months.
*PA-0307 | YORK ENERGY CENTER BLOCK 2 ELECTRICITY GENERATION PROJECT | CALPINE MID-MERIT, LLC | YORK | PA | 17314 | USA |  |  |  | 3 | PA001 | PENNSYLVANIA DEPT OF ENVIRONMENTAL PROTECTION, BUREAU OF AIR QUALITY | MR. ROBERT COOK | (717)772-3974 | rwcook@pa.gov |  | 67-05083D/F | 4911 | 221112 | 110043196528 | 06/04/2014 &nbsp;ACT | 06/15/2015 &nbsp;ACT | 2017-06-26 | 2017-07-12 | B |  | Calpine Mid-Merit, LLC. currently operates Block 1 of the York Energy Center under Title V operating permit 67-05083 with a rated capacity of 565 MW. This plan approval is for the construction and temporary operation of Block 2 Electricity Generation Project having a nominal generating capacity of 835 MW. Block 2 consists of two combined cycle NG/USLD fuel fired combustion turbines, one NG-fired auxiliary boiler, one cooling tower, NG piping componets, circuit breaker upgrades, five NG condensate tanks, and additional ULSD fuel oil storage tank. Each CT will be limited to 4500 hr/yr with duct firing; 480 hr/yr of ULSD |  | Auxilary Boiler | 13.31 | Natural Gas | 62.04 | MCF/hr | The proposed auxilary boiler will fire NG exclusively with maximum rated heat input capacity of 61.0 MMBtu/hr and is equipped with and ulatra-low NOx burner and a flue gas recirculation system for NOx control. It will be used for preheating components of HRSG and the 420 MW steam turbine during CT startup. | Carbon Monoxide | Unspecified | (InOrganic Compounds) | 630-08-0 | P | Good combustion practices | 0.06 | LB/MMBTU |  | BACT-PSD |  | U | 0 | U | 15.6 | TPY | ANT CONSECUTIVE 12-MONTH PERIOD | 0 |  |  | 0 | 0 | N
SC-0112 | NUCOR STEEL - BERKELEY | NUCOR STEEL | BERKELEY | SC | 29450 | USA | RAY SIMS | 8433366123 | SIMSR@NUCORSTEEL.COM | 4 | SC001 | SOUTH CAROLINA DEPT OF HEALTH & ENV CTRL, BUREAU OF AIR QUALITY | MR. DENNIS CAMIT | (803)898-4284 | camitdr@dhec.sc.gov | WANDA PARNELL (803) 898-4123 | 0420-0060-DO | 3312 | 331111 | 110000353527 | 12/06/2007 &nbsp;ACT | 05/05/2008 &nbsp;ACT | 2012-05-09 | 2013-10-30 | D |  | SCRAP STEEL RECYCLING MILL |  | VACUUM DEGASSER BOILER | 13.31 | NATURAL GAS | 50.21 | MMBTU/H |  | Carbon Monoxide | Unspecified | (InOrganic Compounds) | 630-08-0 | P | Good Combustion & Clean fuel | 0.061 | LB/MMBTU |  | BACT-PSD |  | U | 0 | U | 3.06 | LB/H |  | 0.061 | LB/MMBTU |  | 0 | 0 | N
AR-0138 | NUCOR CORPORATION - NUCOR STEEL, ARKANSAS | NUCOR CORPORATION - NUCOR STEEL, ARKANSAS | MISSISSIPPI COUNTY | AR | 72315 | USA | WAYNE TURNEY | 8707622100 |  | 6 | AR001 | ARKANSAS DEPT OF ENVIRONMENTAL QUALITY | MR. THOMAS RHEAUME | (501) 682-0762 | rheaume@adeq.state.ar.us |  | 1139-AOP-R14 | 3312 | 331111 | 110000452180 | 06/06/2011 &nbsp;ACT | 02/17/2012 &nbsp;ACT | 2016-11-09 | 2016-12-13 | D | HTTP:ADEQ.STATE.AR.US/DOWNLOADS/WEBDATABASES/PERMITSONLINE/AIR/1139-AOP-R16.PDF | NUCOR STEEL (NUCOR), A DIVISION OF NUCOR CORPORATION, OWNS AND OPERATES A SCRAP STEEL MILL IN HICKMAN, MISSISSIPPI COUNTY, ARKANSAS (APPROXIMATELY 10 MILES EAST OF BLYTHEVILLE). NUCOR PRODUCES FLAT-ROLLED STEEL PRIMARILY FROM STEEL SCRAP AND SCRAP SUBSTITUTES USING THE ELECTRIC ARC FURNACE (EAF) PROCESS. |  | VTD BOILER | 13.31 | NATURAL GAS | 50.4 | MMBTU/H |  | Carbon Monoxide | Unspecified | (InOrganic Compounds) | 630-08-0 | P | GOOD COMBUSTION PRACTICE | 0.061 | LB/MMBTU |  | BACT-PSD |  | U | 0 | U | 13.5 | T/YR |  | 0.061 | LB/MMBTU | 3 HR | 0 | 0 | N
NY-0104 | CPV VALLEY ENERGY CENTER | CPV VALLEY LLC | ORANGE | NY | 10940 | USA |  |  |  | 2 | NY001 | NEW YORK DEPT. OF ENVIRONMENTAL CONSERVATION | MR. NICK ONDERDONK-MILNE | (518)402-8403 | nick.onderdonk-milne@dec.ny.gov | DEC Region 3 845-256-3000 | 3-335600136/00001 | 4911 | 221112 | 110043332471 | 08/01/2013 &nbsp;ACT | 08/01/2013 &nbsp;ACT | 2017-08-25 | 2017-09-28 | A |  | CPV Valley Energy Center is a 680 MW combined cycle electric generating facility located in Middletown, NY. The combustion turbines are rated at 2,234 MMBTU/H firing natural gas and 2,145 MMBTU/H firing diesel fuel. The duct burners are rated for 500 MMBTU/H firing natural gas. In addition to the turbines their emission limits for the auxiliary boiler (73.5 MMBTU/H), emergency generator, fire pump, and gas heater. | State Facility Permit | Auxiliary boiler | 13.31 | natural gas | 0 |  |  | Carbon Monoxide | EPA/OAR Mthd 10 | (InOrganic Compounds) | 630-08-0 | P | Good combustion practice. | 0.0721 | LB/MMBTU | 1 H | BACT-PSD |  | U | 0 | U | 0 |  |  | 0 |  |  | 0 | 0 | N
*MI-0435 | BELLE RIVER COMBINED CYCLE POWER PLANT | DTE ELECTRIC COMPANY | ST. CLAIR | MI | 48054 | USA | MATTHEW PAUL | 313-235-3374 | MATTHEW.PAUL@DTEENERGY.COM | 5 | MI001 | MICHIGAN DEPT OF ENVIRONMENTAL QUALITY | MS. CINDY SMITH | (517)284-6802 | SMITHC17@MICHIGAN.GOV | For technical questions regarding the permit, please contact the permit engineer, Mr. John Vial, at 517-284-6805 or at vialj@michigan.gov. Thank you. | 19-18 | 4911 | 221112 | Not Found | 06/22/2018 &nbsp;ACT | 07/16/2018 &nbsp;ACT | 2018-08-23 | 2018-08-24 | B |  | Natural gas combined-cycle power plant | The new combined cycle plant is proposed to be located near DTE's existing Belle River and St. Clair coal fired power plants. The three plants will be considered a single stationary source. It will have a capacity of 1,150 megawatts. | EUAUXBOILER: Auxiliary Boiler | 13.31 | Natural gas | 99.9 | MMBTU/H | A natural gas-fired auxiliary boiler, rated at 99.9 MMBTU/H to facilitate startup of the CTG/HRSG trains and to provide steam to the steam turbine generator seals. The auxiliary boiler is equipped with low NOx burners (LNB) and flue gas recirculation (FGR). | Carbon Monoxide | Unspecified | (InOrganic Compounds) | 630-08-0 | P | Good combustion practices | 0.075 | LB/MMBTU | HOURLY | BACT-PSD | SIP | N | 0 | N | 7.49 | LB/H | HOURLY | 0 |  |  | 0 | 0 | N
MI-0410 | THETFORD GENERATING STATION | CONSUMERS ENERGY COMPANY | GENESEE | MI | 48548-9722 | USA | JAMES WALKER | 517-788-0428 | JAMES.WALKER@CMSENERGY.COM | 5 | MI001 | MICHIGAN DEPT OF ENVIRONMENTAL QUALITY | MS. CINDY SMITH | (517)284-6802 | SMITHC17@MICHIGAN.GOV | For technical questions regarding this permit action, please contact the permit engineer, David Riddle, at 517-284-6798 or at RIDDLED@michigan.gov. Thank you. | 191-12 | 4911 | 221112 | 2604900033 | 05/08/2013 &nbsp;ACT | 07/25/2013 &nbsp;ACT | 2014-08-01 | 2016-05-04 | B |  | Four (4) natural gas fired combined cycle combustion turbine generators (CTG) and heat recovery steam generators (HRSG) with duct burner firing capability; ancillary facility equipment. | Existing substation property to be used for new construction of this generating station--4 CTG/HRSG. Additional equipment included in the permit: 315 hp diesel RICE fire pump engine; two natural gas auxiliary boilers < 100 MMBtu/hr; two natural gas fired fuel heaters; two peaker units (natural gas fired simple cycle combustion turbine driving an electrical generator--CTG). | FGAUXBOILERS: Two auxiliary boilers &lt; 100 MMBTU/H heat input each | 13.31 | natural gas | 100 | MMBTU/H heat input each | There are two auxiliary boilers each rated at less than 100 MMBTU/H heat input. Fuel usage limited to not more than 416.3 MMscf of natural gas in each boiler per 12-month rolling timeperiod as determined at the end of each month. | Carbon Monoxide | Unspecified | (InOrganic Compounds) | 630-08-0 | P | GOOD COMBUSTION PRACTICES. | 0.075 | LB/MMBTU | HEAT INPUT. TEST PROTOCOL WILL SPECIFY | BACT-PSD | N/A | N | 0 | N | 0 |  |  | 0 |  |  | 0 | 0 | N |  | The limit is 0.075 LB/MMBTU heat input for each boiler. Test protocol will specify the averaging time. The fuel usage is limited to 416.3 MMSCF of natural gas in each boiler per 12-month rolling time period as determined at the end of each calendar month.
MI-0412 | HOLLAND BOARD OF PUBLIC WORKS - EAST 5TH STREET | HOLLAND BOARD OF PUBLIC WORKS | OTTAWA | MI | 49423 | USA | DAVID KOSTER | 616-355-1562 | DKOSTER@HOLLANDBPW.COM | 5 | MI001 | MICHIGAN DEPT OF ENVIRONMENTAL QUALITY | MS. CINDY SMITH | (517)284-6802 | SMITHC17@MICHIGAN.GOV | Please contact the permit engineer, Catherine Asselin, at 517-284-6786 or at AsselinC@michigan.gov, for technical questions regarding this permit. Thank you. | 107-13 | 4931 | 221112 | 26139P0465 | 10/17/2013 &nbsp;ACT | 12/04/2013 &nbsp;ACT | 2014-08-15 | 2016-05-05 | A |  | Natural gas combined heat and power plant. |  | Auxiliary Boiler A (EUAUXBOILERA) | 13.31 | natural gas | 55 | MMBTU/H | One natural gas-fired auxiliary boiler rated at 55 MMBTU/hr fuel heat input (EUAUXBOILERA within flexible group FGAUXBOILERS). | Carbon Monoxide | Unspecified | (InOrganic Compounds) | 630-08-0 | P | Good combustion practices | 0.077 | LB/MMBTU | TEST PROTOCOL | BACT-PSD | SIP | N | 0 | N | 0 |  |  | 0 |  |  | 0 | 0 | N |  | An oxidation catalyst is greater than $12,000/ton for CO and VOC together.
MI-0424 | HOLLAND BOARD OF PUBLIC WORKS - EAST 5TH STREET | HOLLAND BOARD OF PUBLIC WORKS | OTTAWA | MI | 49423 | USA | DAVID KOSTER | 616-355-1562 | DKOSTER@HOLLANDBPW.COM | 5 | MI001 | MICHIGAN DEPT OF ENVIRONMENTAL QUALITY | MS. CINDY SMITH | (517)284-6802 | SMITHC17@MICHIGAN.GOV | For technical questions regarding the permit, please contact: Michelle Rogers at 517-284-6799; ROGERSM13@michigan.gov; OR Catherine Asselin at 517-284-6786; ASSELINC@michigan.gov Thank you. | 107-13C | 4931 | 221112 | Not Found | 10/17/2016 &nbsp;ACT | 12/05/2016 &nbsp;ACT | 2017-07-28 | 2018-03-08 | A |  | Natural gas combined heat and power plant. | Permit Number 107-13E revised Permit 107-13C as follows: 1) All ppmdv limits were changed to ppmvd in the CTGHRSG section for NOx, CO and VOC. Also, 2) The process notes for the natural gas emergency engine and the diesel fire pump emergency engine were revised as well. No other changes were made. As such, this RBLC entry includes the updated information as identified above. Additionally, this is an updated determination for this facility, which is still under construction and has not yet operated. The original RBLC determination for the facility is identified as MI-0412. | EUAUXBOILER (Auxiliary boiler) | 13.31 | natural gas | 83.5 | MMBTU/H | One natural gas fired auxiliary boiler rated at 83.5 MMBTU/hr fuel heat input (EUAUXBOILER). | Carbon Monoxide | Unspecified | (InOrganic Compounds) | 630-08-0 | P | Good combustion practices. | 0.077 | LB/MMBTU | TEST PROTOCOL WILL SPECIFY AVG TIME | BACT-PSD | SIP | N | 0 | N | 0 |  |  | 0 |  |  | 0 | 0 | N |  | An oxidation catalyst is greater than $8900/ton for CO and VOC together.
MI-0412 | HOLLAND BOARD OF PUBLIC WORKS - EAST 5TH STREET | HOLLAND BOARD OF PUBLIC WORKS | OTTAWA | MI | 49423 | USA | DAVID KOSTER | 616-355-1562 | DKOSTER@HOLLANDBPW.COM | 5 | MI001 | MICHIGAN DEPT OF ENVIRONMENTAL QUALITY | MS. CINDY SMITH | (517)284-6802 | SMITHC17@MICHIGAN.GOV | Please contact the permit engineer, Catherine Asselin, at 517-284-6786 or at AsselinC@michigan.gov, for technical questions regarding this permit. Thank you. | 107-13 | 4931 | 221112 | 26139P0465 | 10/17/2013 &nbsp;ACT | 12/04/2013 &nbsp;ACT | 2014-08-15 | 2016-05-05 | A |  | Natural gas combined heat and power plant. |  | Auxiliary Boiler B (EUAUXBOILERB) | 13.31 | natural gas | 95 | MMBTU/H | One natural gas-fired auxiliary boiler rated at 95 MMBtu/hr fuel heat input (EUAUXBOILERB within flexible group FGAUXBOILERS). | Carbon Monoxide | Unspecified | (InOrganic Compounds) | 630-08-0 | P | Good combustion practices. | 0.077 | LB/MMBTU | TEST PROTOCOL | BACT-PSD | SIP | N | 0 | N | 0 |  |  | 0 |  |  | 0 | 0 | N |  | An oxidation catalyst is greater than $13,000/ton for CO and VOC together.
AL-0307 | ALLOYS PLANT | CONSTELLIUM | COLBERT | AL | 35661 | USA | STEVE RICKMAN | 2563866759 | STEVE.RICKMAN@CONSTELLIUM.COM | 4 | AL001 | ALABAMA DEPT OF ENVIRONMENTAL MGMT | MR. DALE HURST | (334) 271-7882 | ADH@ADEM.STATE.AL.US | TYLER PHILLIPS | 701-0007-X121-X126 | 3353 | 331315 | 110000516683 | 08/11/2015 &nbsp;ACT | 10/09/2015 &nbsp;ACT | 2016-03-04 | 2017-11-30 | D | HTTP: | SECONDARY ALUMINUM PROCESSING |  | PACKAGE BOILER | 13.31 | NATURAL GAS | 17.5 | MMBTU/H |  | Carbon Monoxide | EPA/OAR Mthd 10 | (InOrganic Compounds) | 630-08-0 | P | GCP | 0.08 | LB/MMBTU |  | BACT-PSD | MACT , SIP |  | 0 |  | 0 |  |  | 0 |  |  | 0 | 0 | N
AL-0307 | ALLOYS PLANT | CONSTELLIUM | COLBERT | AL | 35661 | USA | STEVE RICKMAN | 2563866759 | STEVE.RICKMAN@CONSTELLIUM.COM | 4 | AL001 | ALABAMA DEPT OF ENVIRONMENTAL MGMT | MR. DALE HURST | (334) 271-7882 | ADH@ADEM.STATE.AL.US | TYLER PHILLIPS | 701-0007-X121-X126 | 3353 | 331315 | 110000516683 | 08/11/2015 &nbsp;ACT | 10/09/2015 &nbsp;ACT | 2016-03-04 | 2017-11-30 | D | HTTP: | SECONDARY ALUMINUM PROCESSING |  | 2 CALP LINE BOILERS | 13.31 | NATURAL GAS | 24.59 | MMBTU/H | 2 IDENTICAL BOILERS | Carbon Monoxide | EPA/OAR Mthd 10 | (InOrganic Compounds) | 630-08-0 | P | GCP | 0.08 | LB/MMBTU |  | BACT-PSD | MACT , SIP |  | 0 |  | 0 |  |  | 0 |  |  | 0 | 0 | N
*FL-0363 | DANIA BEACH ENERGY CENTER | FLORIDA POWER AND LIGHT COMPANY | BROWARD | FL | 33314 | USA | JOHN HAMPP | 561-691-2894 | JOHN.HAMPP@FPL.COM | 4 | FL001 | FLORIDA DEPT. OF ENVIRONMENTAL PROTECTION | MR. DAVID READ | (850) 717-9000 | David.Read@dep.state.fl.us |  | 0110037-017-AC | 4911 | 221112 | 110002044065 | 07/27/2017 &nbsp;ACT | 12/04/2017 &nbsp;ACT | 2018-04-03 | 2018-04-11 | B | https://arm-permit2k.dep.state.fl.us/nontv/0110037.017.AC.F.ZIP | 1200 megawatt 2-on-1 combined cycle facility, natural gas-fired, with limited ULSD use. GE 7HA turbines | Technical evaluation available at https://arm-permit2k.dep.state.fl.us/nontv/0110037.017.AC.D.ZIP | 99.8 MMBtu/hr auxiliary boiler | 13.31 | Natural gas | 99.8 | MMBtu/hr | Fueled only with natural gas. | Carbon Monoxide | EPA/OAR Mthd 10 | (InOrganic Compounds) | 630-08-0 | P | Good Combustion & Clean fuel | 0.08 | LB/MMBTU |  | BACT-PSD |  | U | 0 | U | 0 |  |  | 0 |  |  | 0 | 0 | N |  | Compliance by initial and annual stack test, or manufacturer guarantee. CO also serves as proxy for VOC.
MI-0420 | DTE GAS COMPANY--MILFORD COMPRESSOR STATION | DTE GAS COMPANY | OAKLAND | MI | 48042 | USA | BARRY MARIETTA | 313-235-5611 | MARIETTAB@DTEENERGY.COM | 5 | MI001 | MICHIGAN DEPT OF ENVIRONMENTAL QUALITY | MS. CINDY SMITH | (517)284-6802 | SMITHC17@MICHIGAN.GOV | For permit related questions, please contact the permit engineer Ms. Catherine Asselin at 517-284-6786. | 185-15 | 4922 | 486210 | Not Found | 04/12/2016 &nbsp;ACT | 06/03/2016 &nbsp;ACT | 2016-09-16 | 2017-04-28 | B |  | Natural gas compressor station. |  | FGAUXBOILERS | 13.31 | Natural gas | 6 | MMBTU/H | Two natural gas-fired auxiliary boilers, each rated at 6 MMBTU/H fuel heat input. The boilers are identified as EUAUXBOIL2 and EUAUXBOIL3 within the flexible group FGAUXBOILERS. The boilers are subject to 40 CFR Part 63 Subpart DDDDD, which requires tune ups. | Carbon Monoxide | Unspecified | (InOrganic Compounds) | 630-08-0 | P | Good Combustion & Clean fuel | 0.08 | LB/MMBTU | TEST PROTOCOL | BACT-PSD | SIP | N | 0 | N | 0 |  |  | 0 |  |  | 0 | 0 | N |  | The emission limit is 0.08 lb/MMBTU for each boiler. An oxidation catalyst was $32,400/ton of controlled CO.
WY-0070 | CHEYENNE PRAIRIE GENERATING STATION | BLACK HILLS POWER, INC. | LARAMIE | WY | 82009 | USA | TIM ROGERS | (605) 721-2286 | TIM.ROGERS@BLACKHILLSCORP.COM | 8 | WY001 | WYOMING AIR QUAL DIVISION, AIR QUALITY | MR. ANDREW KEYFAUVER | (307)777-7340 | andrew.keyfauver@wyo.gov |  | CT-12636 | 491 | 221112 | Not Found | 03/01/2012 &nbsp;ACT | 08/28/2012 &nbsp;ACT | 2012-08-23 | 2018-05-11 | A |  | A nominal 220 megawatt (MW) gross electrical facility. The station is to consist of five (5) 40 MW GE LM6000 combustion turbine generators with two (2) of the turbines operating in combined cycle mode for an additional 20 MW in generation. |  | Inlet Air Heater (EP06) | 13.31 | Natural Gas | 16.1 | MMBTU/H |  | Carbon Monoxide | EPA/OAR Mthd 10 | (InOrganic Compounds) | 630-08-0 | P | good combustion practices | 0.08 | LB/MMBTU | 3-HOUR AVERAGE | BACT-PSD |  | N | 0 | U | 1.3 | LB/H | 3-HOUR AVERAGE | 2.7 | T/YR |  | 0 | 0 | N |  | limited to 4,380 hours of operation per calendar year
WY-0070 | CHEYENNE PRAIRIE GENERATING STATION | BLACK HILLS POWER, INC. | LARAMIE | WY | 82009 | USA | TIM ROGERS | (605) 721-2286 | TIM.ROGERS@BLACKHILLSCORP.COM | 8 | WY001 | WYOMING AIR QUAL DIVISION, AIR QUALITY | MR. ANDREW KEYFAUVER | (307)777-7340 | andrew.keyfauver@wyo.gov |  | CT-12636 | 491 | 221112 | Not Found | 03/01/2012 &nbsp;ACT | 08/28/2012 &nbsp;ACT | 2012-08-23 | 2018-05-11 | A |  | A nominal 220 megawatt (MW) gross electrical facility. The station is to consist of five (5) 40 MW GE LM6000 combustion turbine generators with two (2) of the turbines operating in combined cycle mode for an additional 20 MW in generation. |  | Inlet Air Heater (EP07) | 13.31 | Natural Gas | 16.1 | MMBTU/H |  | Carbon Monoxide | EPA/OAR Mthd 10 | (InOrganic Compounds) | 630-08-0 | P | good combustion practices | 0.08 | LB/MMBTU | 3-HOUR AVERAGE | BACT-PSD |  | N | 0 | U | 1.3 | LB/H | 3-HOUR AVERAGE | 2.7 | T/YR |  | 0 | 0 | N |  | limited to 4,380 hours of operation per calendar year
WY-0070 | CHEYENNE PRAIRIE GENERATING STATION | BLACK HILLS POWER, INC. | LARAMIE | WY | 82009 | USA | TIM ROGERS | (605) 721-2286 | TIM.ROGERS@BLACKHILLSCORP.COM | 8 | WY001 | WYOMING AIR QUAL DIVISION, AIR QUALITY | MR. ANDREW KEYFAUVER | (307)777-7340 | andrew.keyfauver@wyo.gov |  | CT-12636 | 491 | 221112 | Not Found | 03/01/2012 &nbsp;ACT | 08/28/2012 &nbsp;ACT | 2012-08-23 | 2018-05-11 | A |  | A nominal 220 megawatt (MW) gross electrical facility. The station is to consist of five (5) 40 MW GE LM6000 combustion turbine generators with two (2) of the turbines operating in combined cycle mode for an additional 20 MW in generation. |  | Inlet Air Heater (EP08) | 13.31 | Natural Gas | 16.1 | MMBTU/H |  | Carbon Monoxide | EPA/OAR Mthd 10 | (InOrganic Compounds) | 630-08-0 | P | good combustion practices | 0.08 | LB/MMBTU | 3-HOUR AVERAGE | BACT-PSD |  | N | 0 | U | 1.3 | LB/H | 3-HOUR AVERAGE | 2.7 | T/YR |  | 0 | 0 | N |  | limited to 4,380 hours of operation per calendar year
WY-0070 | CHEYENNE PRAIRIE GENERATING STATION | BLACK HILLS POWER, INC. | LARAMIE | WY | 82009 | USA | TIM ROGERS | (605) 721-2286 | TIM.ROGERS@BLACKHILLSCORP.COM | 8 | WY001 | WYOMING AIR QUAL DIVISION, AIR QUALITY | MR. ANDREW KEYFAUVER | (307)777-7340 | andrew.keyfauver@wyo.gov |  | CT-12636 | 491 | 221112 | Not Found | 03/01/2012 &nbsp;ACT | 08/28/2012 &nbsp;ACT | 2012-08-23 | 2018-05-11 | A |  | A nominal 220 megawatt (MW) gross electrical facility. The station is to consist of five (5) 40 MW GE LM6000 combustion turbine generators with two (2) of the turbines operating in combined cycle mode for an additional 20 MW in generation. |  | Inlet Air Heater (EP09) | 13.31 | Natural Gas | 16.1 | MMBTU/H |  | Carbon Monoxide | EPA/OAR Mthd 10 | (InOrganic Compounds) | 630-08-0 | P | good combustion practices | 0.08 | LB/MMBTU | 3-HOUR AVERAGE | BACT-PSD |  | N | 0 | U | 1.3 | LB/H | 3-HOUR AVERAGE | 2.7 | T/YR |  | 0 | 0 | N |  | limited to 4,380 hours of operation per calendar year
WY-0070 | CHEYENNE PRAIRIE GENERATING STATION | BLACK HILLS POWER, INC. | LARAMIE | WY | 82009 | USA | TIM ROGERS | (605) 721-2286 | TIM.ROGERS@BLACKHILLSCORP.COM | 8 | WY001 | WYOMING AIR QUAL DIVISION, AIR QUALITY | MR. ANDREW KEYFAUVER | (307)777-7340 | andrew.keyfauver@wyo.gov |  | CT-12636 | 491 | 221112 | Not Found | 03/01/2012 &nbsp;ACT | 08/28/2012 &nbsp;ACT | 2012-08-23 | 2018-05-11 | A |  | A nominal 220 megawatt (MW) gross electrical facility. The station is to consist of five (5) 40 MW GE LM6000 combustion turbine generators with two (2) of the turbines operating in combined cycle mode for an additional 20 MW in generation. |  | Inlet Air Heater (EP10) | 13.31 | Natural Gas | 16.1 | MMBTU/H |  | Carbon Monoxide | EPA/OAR Mthd 10 | (InOrganic Compounds) | 630-08-0 | P | good combustion practices | 0.08 | LB/MMBTU | 3-HOUR AVERAGE | BACT-PSD |  | N | 0 | U | 1.3 | LB/H | 3-HOUR AVERAGE | 2.7 | T/YR |  | 0 | 0 | N |  | limited to 4,380 hours of operation per calendar year
WY-0070 | CHEYENNE PRAIRIE GENERATING STATION | BLACK HILLS POWER, INC. | LARAMIE | WY | 82009 | USA | TIM ROGERS | (605) 721-2286 | TIM.ROGERS@BLACKHILLSCORP.COM | 8 | WY001 | WYOMING AIR QUAL DIVISION, AIR QUALITY | MR. ANDREW KEYFAUVER | (307)777-7340 | andrew.keyfauver@wyo.gov |  | CT-12636 | 491 | 221112 | Not Found | 03/01/2012 &nbsp;ACT | 08/28/2012 &nbsp;ACT | 2012-08-23 | 2018-05-11 | A |  | A nominal 220 megawatt (MW) gross electrical facility. The station is to consist of five (5) 40 MW GE LM6000 combustion turbine generators with two (2) of the turbines operating in combined cycle mode for an additional 20 MW in generation. |  | Inlet Air Heater (EP11) | 13.31 | Natural Gas | 16.1 | MMBTU/H |  | Carbon Monoxide | EPA/OAR Mthd 10 | (InOrganic Compounds) | 630-08-0 | P | good combustion practices | 0.08 | LB/MMBTU | 3-HOUR AVERAGE | BACT-PSD |  | N | 0 | U | 1.3 | LB/H | 3-HOUR AVERAGE | 2.7 | T/YR |  | 0 | 0 | N |  | limited to 4,380 hours of operation per calendar year
WY-0066 | MEDICINE BOW IGL PLANT | MEDICINE BOW FUEL & POWER | CARBON | WY |  | USA | ROBERT MOSS |  |  | 8 | WY001 | WYOMING AIR QUAL DIVISION, AIR QUALITY | MR. ANDREW KEYFAUVER | (307)777-7340 | andrew.keyfauver@wyo.gov |  | CT-5873 | 1311 | 324110 | 110009762051 | 06/20/2007 &nbsp;ACT | 03/04/2009 &nbsp;ACT | 2009-03-19 | 2009-04-20 | A |  | COAL TO LIQUIDS PLANT |  | GASIFICATION PREHEATER 2 | 13.31 | NATURAL GAS | 21 | MMBTU/H | 500 HOURS OF OPERATION | Carbon Monoxide | Unspecified | (InOrganic Compounds) | 630-08-0 | N | GOOD COMBUSTION PRACTICES | 0.08 | LB/MMBTU | HOURLY | BACT-PSD |  | N | 0 | N | 1.7 | LB/H | HOURLY | 0.4 | T/YR | ANNUAL | 0 | 0 | N
WY-0066 | MEDICINE BOW IGL PLANT | MEDICINE BOW FUEL & POWER | CARBON | WY |  | USA | ROBERT MOSS |  |  | 8 | WY001 | WYOMING AIR QUAL DIVISION, AIR QUALITY | MR. ANDREW KEYFAUVER | (307)777-7340 | andrew.keyfauver@wyo.gov |  | CT-5873 | 1311 | 324110 | 110009762051 | 06/20/2007 &nbsp;ACT | 03/04/2009 &nbsp;ACT | 2009-03-19 | 2009-04-20 | A |  | COAL TO LIQUIDS PLANT |  | GASIFICATION PREHEATER 3 | 13.31 | NATURAL GAS | 21 | MMBTU/H | 500 HOURS OF OPERATION | Carbon Monoxide | Unspecified | (InOrganic Compounds) | 630-08-0 | N | GOOD COMBUSTION PRACTICES | 0.08 | LB/MMBTU | HOURLY | BACT-PSD |  | N | 0 | U | 1.7 | LB/H | HOURLY | 0.4 | T/YR | ANNUAL | 0 | 0 | N
WY-0066 | MEDICINE BOW IGL PLANT | MEDICINE BOW FUEL & POWER | CARBON | WY |  | USA | ROBERT MOSS |  |  | 8 | WY001 | WYOMING AIR QUAL DIVISION, AIR QUALITY | MR. ANDREW KEYFAUVER | (307)777-7340 | andrew.keyfauver@wyo.gov |  | CT-5873 | 1311 | 324110 | 110009762051 | 06/20/2007 &nbsp;ACT | 03/04/2009 &nbsp;ACT | 2009-03-19 | 2009-04-20 | A |  | COAL TO LIQUIDS PLANT |  | GASIFICATION PREHEATER 4 | 13.31 | NATURAL GAS | 21 | MMBTU/H | 500 HOURS OF OPERATION | Carbon Monoxide | Unspecified | (InOrganic Compounds) | 630-08-0 | N | GOOD COMBUSTION PRACTICES | 0.08 | LB/MMBTU | HOURLY | BACT-PSD |  | N | 0 | U | 1.7 | LB/H | HOURLY | 0.4 | T/YR | ANNUAL | 0 | 0 | N
WY-0066 | MEDICINE BOW IGL PLANT | MEDICINE BOW FUEL & POWER | CARBON | WY |  | USA | ROBERT MOSS |  |  | 8 | WY001 | WYOMING AIR QUAL DIVISION, AIR QUALITY | MR. ANDREW KEYFAUVER | (307)777-7340 | andrew.keyfauver@wyo.gov |  | CT-5873 | 1311 | 324110 | 110009762051 | 06/20/2007 &nbsp;ACT | 03/04/2009 &nbsp;ACT | 2009-03-19 | 2009-04-20 | A |  | COAL TO LIQUIDS PLANT |  | GASIFICATION PREHEATER 5 | 13.31 | NATURAL GAS | 21 | MMBTU/H | 500 HOURS OF OPERATION | Carbon Monoxide | Unspecified | (InOrganic Compounds) | 630-08-0 | N | GOOD COMBUSTION PRACTICES | 0.08 | LB/MMBTU | HOURLY | BACT-PSD |  | N | 0 | U | 1.7 | LB/H | HOURLY | 0.4 | T/YR | ANNUAL | 0 | 0 | N
WY-0066 | MEDICINE BOW IGL PLANT | MEDICINE BOW FUEL & POWER | CARBON | WY |  | USA | ROBERT MOSS |  |  | 8 | WY001 | WYOMING AIR QUAL DIVISION, AIR QUALITY | MR. ANDREW KEYFAUVER | (307)777-7340 | andrew.keyfauver@wyo.gov |  | CT-5873 | 1311 | 324110 | 110009762051 | 06/20/2007 &nbsp;ACT | 03/04/2009 &nbsp;ACT | 2009-03-19 | 2009-04-20 | A |  | COAL TO LIQUIDS PLANT |  | GASIFICATION PREHEATER 1 | 13.31 | NATURAL GAS | 21 | MMBTU/H | 500 HOURS OF OPERATION | Carbon Monoxide | Unspecified | (InOrganic Compounds) | 630-08-0 | N | GOOD COMBUSTION PRACTICES | 0.08 | LB/MMBTU | HOURLY | BACT-PSD |  | N | 0 | N | 1.7 | LB/H | HOURLY | 0.4 | T/YR | ANNUAL | 0 | 0 | N
MD-0046 | KEYS ENERGY CENTER | KEYS ENERGY CENTER, LLC | PRINCE GEORGE'S | MD | 20613 | USA | JOHN J. DORAN | 5084282757 | DORAN4@NETZERO.NET | 3 | MD001 | MARYLAND DEPARTMENT OF THE ENVIRONMENT | MR. WILLIAM PAUL | (410)537-3276 | bpaul@mde.state.md.us | WILLIAM PAUL 410-537-3276 BILL.PAUL@MARYLAND.GOV | PSC CASE NO. 9297 | 4911 | 221119 | unknown | 07/03/2012 &nbsp;ACT | 10/31/2014 &nbsp;ACT | 2015-12-23 | 2016-05-13 | A | HTTP: | 735 MW COMBINED-CYCLE NATURAL GAS-FIRED POWER PLANT NOTE: PARTICULATE MATTER FACILITYWIDE EMISSIONS ARE PARTICULATE MATTER (FILTERABLE) | NOTE: PARTICULATE MATTER FACILITYWIDE EMISSIONS ARE PARTICULATE MATTER (FILTERABLE) | AUXILIARY BOILER | 13.31 | PIPELINE QUALITY NATURAL GAS | 93 | MMBTU/H | ONE AUXILIARY BOILER WITH ULTRA-LOW NOX BURNER (ULNB) AND FLUE GAS RECIRCULATION (FGR) SUBJECT TO NSPS SUBPART DC RECORDKEEPING AND REPORTING REQUIREMENTS | Carbon Monoxide | Unspecified | (InOrganic Compounds) | 630-08-0 | P | GOOD COMBUSTION PRACTICES. | 0.08 | LB/MMBTU | 3-HOUR BLOCK AVERAGE | BACT-PSD |  |  | 0 |  | 0 |  |  | 0 |  |  | 0 | 0 | N
*MI-0433 | MEC NORTH, LLC AND MEC SOUTH LLC | MARSHALL ENERGY CENTER LLC | CALHOUN | MI | 49068 | USA | WILLARD LADD | 914-468-2402 | WLADD@DEVELOPMENTPARTNERS.COM | 5 | MI001 | MICHIGAN DEPT OF ENVIRONMENTAL QUALITY | MS. CINDY SMITH | (517)284-6802 | SMITHC17@MICHIGAN.GOV | There are two plants (MEC North, LLC and MEC South, LLC) that will operate as separate entities but they are considered a single stationary source and the installation of the two new plants was reviewed as a single project. There are two Air Permits to Install for the two plants (167-17 and 168-17). For technical questions regarding either of the two permits, please contact the permit engineer Ms. Catherine Asselin at 517-284-6786 or at asselinc@michigan.gov. Thank you. | 167-17 AND 168-17 | 4911 | 221112 | Not Found | 05/22/2018 &nbsp;ACT | 06/29/2018 &nbsp;ACT | 2018-08-17 | 2018-08-22 | A |  | Natural gas combined cycle power plant (two plants: north and south) | There are two plants that will operate as separate entities and each received a separate Air Permit to Install, but they are considered one stationary source and were reviewed as one project. | EUAUXBOILER (North Plant): Auxiliary Boilder | 13.31 | Natural gas | 61.5 | MMBTU/H | A natural gas-fired auxiliary boiler, rated at 61.5 MMBTU/H (HHV) to facilitate startup of the CTGHRSG train and to provide the required steam to support the startup of the facility, including but not limited to steam for sparging, STG seals, etc. The auxiliary boiler is equipped with low NOx burners (LNB) and flue gas recirculation (FGR). | Carbon Monoxide | Unspecified | (InOrganic Compounds) | 630-08-0 | P | Good combustion practices. | 0.08 | LB/MMBTU | HOURLY | BACT-PSD | SIP | N | 0 | N | 0 |  |  | 0 |  |  | 0 | 0 | N |  | The cost of an oxidation catalyst is between $6,000 to $31,000 per ton (average of $18,500) for CO and VOC together.
*MI-0433 | MEC NORTH, LLC AND MEC SOUTH LLC | MARSHALL ENERGY CENTER LLC | CALHOUN | MI | 49068 | USA | WILLARD LADD | 914-468-2402 | WLADD@DEVELOPMENTPARTNERS.COM | 5 | MI001 | MICHIGAN DEPT OF ENVIRONMENTAL QUALITY | MS. CINDY SMITH | (517)284-6802 | SMITHC17@MICHIGAN.GOV | There are two plants (MEC North, LLC and MEC South, LLC) that will operate as separate entities but they are considered a single stationary source and the installation of the two new plants was reviewed as a single project. There are two Air Permits to Install for the two plants (167-17 and 168-17). For technical questions regarding either of the two permits, please contact the permit engineer Ms. Catherine Asselin at 517-284-6786 or at asselinc@michigan.gov. Thank you. | 167-17 AND 168-17 | 4911 | 221112 | Not Found | 05/22/2018 &nbsp;ACT | 06/29/2018 &nbsp;ACT | 2018-08-17 | 2018-08-22 | A |  | Natural gas combined cycle power plant (two plants: north and south) | There are two plants that will operate as separate entities and each received a separate Air Permit to Install, but they are considered one stationary source and were reviewed as one project. | EUAUXBOILER (South Plant): Auxiliary Boiler | 13.31 | Natural gas | 61.5 | MMBTU/h | A natural gas-fired auxiliary boiler, rated at 61.5 MMBTU/H (HHV) to facilitate startup of the CTGHRSG train and to provide the required steam to support the startup of the facility, including but not limited to steam for sparging, STG seals, etc. The auxiliary boiler is equipped with low NOx burners (LNB) and flue gas recirculation (FGR). | Carbon Monoxide | Unspecified | (InOrganic Compounds) | 630-08-0 | P | Good combustion practices. | 0.08 | LB/MMBTU | HOURLY | BACT-PSD | SIP | N | 0 | N | 0 |  |  | 0 |  |  | 0 | 0 | N |  | The cost of an oxidation catalyst is between $6,000 to $31,000/ton (average of $18,500) for CO and VOC together.
FL-0356 | OKEECHOBEE CLEAN ENERGY CENTER | FLORIDA POWER & LIGHT | OKEECHOBEE | FL | 34972 | USA | JOHN HAMPP |  | JOHN.HAMPP@FPL.COM | 4 | FL001 | FLORIDA DEPT. OF ENVIRONMENTAL PROTECTION | MR. DAVID READ | (850) 717-9000 | David.Read@dep.state.fl.us | John Dawson, john.dawson@dep.state.fl.us, 850-717-9085 | 0930117-001-AC | 4911 | 221112 | Unknown | 09/25/2015 &nbsp;ACT | 03/09/2016 &nbsp;ACT | 2016-03-14 | 2016-07-06 | A | http://depedms.dep.state.fl.us:80/Oculus/servlet/shell?command=getEntity&[guid=75.93290.1]&[profile=Permitting_Authorization] | Fossil-fueled power plant, consisting of a 3-on-1 combined cycle unit and auxiliary equipment. The combined cycle unit consists of three GE 7HA.02 turbines, each with nominal generating capacity of 350 MW. The total generating capacity for the combined cycle unit is 1,600 MW. | Technical evaluation of project available at http://depedms.dep.state.fl.us/Oculus/servlet/shell?command=getEntity&[guid=75.89000.1]&[profile=Permitting_Authorization] | Auxiliary Boiler, 99.8 MMBtu/hr | 13.31 | Natural gas | 99.8 | MMBtu/hr | Fires only natural gas. Limited to 2000 hr/yr. | Carbon Monoxide | EPA/OAR Mthd 10 | (InOrganic Compounds) | 630-08-0 | P | Good combustion practices. | 0.08 | LB/MMBTU |  | BACT-PSD |  | U | 0 | U | 0 |  |  | 0 |  |  | 0 | 0 | N |  | EPA Method 10, or manufacturer certification is sufficient.
*LA-0315 | G2G PLANT | BIG LAKE FUELS LLC | CALCASIEU | LA | 70605 | USA |  |  |  | 6 | LA001 | LOUISIANA DEPARTMENT OF ENV QUALITY | MR. BRYAN D. JOHNSTON | (225)219-3450 | BRYAN.JOHNSTON@LA.GOV |  | PSD-LA-781 | 2869 | 325110 | Not Found | 09/04/2013 &nbsp;ACT | 05/23/2014 &nbsp;ACT | 2017-03-13 | 2017-03-16 | A |  | The G2G Plant will be a natural gas to gasoline production facility which will use natural gas to produce methanol that will be subsequently converted into gasoline. |  | Recycle Gas Heater - 51B002A | 13.31 | Natural Gas | 33 | MMBTU/HR |  | Carbon Monoxide | Unspecified | (InOrganic Compounds) | 630-08-0 | P | Good Combustion & Clean fuel | 0.082 | LB/MMBTU | HOURLY MAXIMUM | BACT-PSD | OPERATING PERMIT | U | 0 | U | 11.71 | T/YR | ANNUAL MAXIMUM | 0 |  |  | 0 | 0 | N |  | BACT Limit = 0.082 LB/MMBTU (12-Month Rolling Average)
*LA-0315 | G2G PLANT | BIG LAKE FUELS LLC | CALCASIEU | LA | 70605 | USA |  |  |  | 6 | LA001 | LOUISIANA DEPARTMENT OF ENV QUALITY | MR. BRYAN D. JOHNSTON | (225)219-3450 | BRYAN.JOHNSTON@LA.GOV |  | PSD-LA-781 | 2869 | 325110 | Not Found | 09/04/2013 &nbsp;ACT | 05/23/2014 &nbsp;ACT | 2017-03-13 | 2017-03-16 | A |  | The G2G Plant will be a natural gas to gasoline production facility which will use natural gas to produce methanol that will be subsequently converted into gasoline. |  | Recycle Gas Heater - 51B002B | 13.31 | Natural Gas | 33 | MMBTU/HR |  | Carbon Monoxide | Unspecified | (InOrganic Compounds) | 630-08-0 | P | Good Combustion & Clean fuel | 0.082 | LB/MMBTU | HOURLY MAXIMUM | BACT-PSD | OPERATING PERMIT | U | 0 | U | 11.71 | T/YR | ANNUAL MAXIMUM | 0 |  |  | 0 | 0 | N |  | BACT Limit = 0.082 LB/MMBTU (12-Month Rolling Average)
*LA-0315 | G2G PLANT | BIG LAKE FUELS LLC | CALCASIEU | LA | 70605 | USA |  |  |  | 6 | LA001 | LOUISIANA DEPARTMENT OF ENV QUALITY | MR. BRYAN D. JOHNSTON | (225)219-3450 | BRYAN.JOHNSTON@LA.GOV |  | PSD-LA-781 | 2869 | 325110 | Not Found | 09/04/2013 &nbsp;ACT | 05/23/2014 &nbsp;ACT | 2017-03-13 | 2017-03-16 | A |  | The G2G Plant will be a natural gas to gasoline production facility which will use natural gas to produce methanol that will be subsequently converted into gasoline. |  | Recycle Gas Heater - 51B002C | 13.31 | Natural Gas | 33 | MMBTU/HR |  | Carbon Monoxide | Unspecified | (InOrganic Compounds) | 630-08-0 | P | Good Combustion & Clean fuel | 0.082 | LB/MMBTU | HOURLY MAXIMUM | BACT-PSD | OPERATING PERMIT | U | 0 | U | 11.71 | T/YR | ANNUAL MAXIMUM | 0 |  |  | 0 | 0 | N |  | BACT Limit = 0.082 LB/MMBTU (12-Month Rolling Average)
*LA-0315 | G2G PLANT | BIG LAKE FUELS LLC | CALCASIEU | LA | 70605 | USA |  |  |  | 6 | LA001 | LOUISIANA DEPARTMENT OF ENV QUALITY | MR. BRYAN D. JOHNSTON | (225)219-3450 | BRYAN.JOHNSTON@LA.GOV |  | PSD-LA-781 | 2869 | 325110 | Not Found | 09/04/2013 &nbsp;ACT | 05/23/2014 &nbsp;ACT | 2017-03-13 | 2017-03-16 | A |  | The G2G Plant will be a natural gas to gasoline production facility which will use natural gas to produce methanol that will be subsequently converted into gasoline. |  | Recycle Gas Heater - 51B002D | 13.31 | Natural Gas | 33 | MMBTU/HR |  | Carbon Monoxide | Unspecified | (InOrganic Compounds) | 630-08-0 | P | Good Combustion & Clean fuel | 0.082 | LB/MMBTU | HOURLY MAXIMUM | BACT-PSD | OPERATING PERMIT | U | 0 | U | 11.71 | T/YR | ANNUAL MAXIMUM | 0 |  |  | 0 | 0 | N |  | BACT Limit = 0.082 LB/MMBTU (12-Month Rolling Average)
*LA-0315 | G2G PLANT | BIG LAKE FUELS LLC | CALCASIEU | LA | 70605 | USA |  |  |  | 6 | LA001 | LOUISIANA DEPARTMENT OF ENV QUALITY | MR. BRYAN D. JOHNSTON | (225)219-3450 | BRYAN.JOHNSTON@LA.GOV |  | PSD-LA-781 | 2869 | 325110 | Not Found | 09/04/2013 &nbsp;ACT | 05/23/2014 &nbsp;ACT | 2017-03-13 | 2017-03-16 | A |  | The G2G Plant will be a natural gas to gasoline production facility which will use natural gas to produce methanol that will be subsequently converted into gasoline. |  | Recycle Gas Heater - 51B002E | 13.31 | Natural Gas | 33 | MMBTU/HR |  | Carbon Monoxide | Unspecified | (InOrganic Compounds) | 630-08-0 | P | Good Combustion & Clean fuel | 0.082 | LB/MMBTU | HOURLY MAXIMUM | BACT-PSD | OPERATING PERMIT | U | 0 | U | 11.71 | T/YR | ANNUAL MAXIMUM | 0 |  |  | 0 | 0 | N |  | BACT Limit = 0.082 LB/MMBTU (12-Month Rolling Average)
*LA-0315 | G2G PLANT | BIG LAKE FUELS LLC | CALCASIEU | LA | 70605 | USA |  |  |  | 6 | LA001 | LOUISIANA DEPARTMENT OF ENV QUALITY | MR. BRYAN D. JOHNSTON | (225)219-3450 | BRYAN.JOHNSTON@LA.GOV |  | PSD-LA-781 | 2869 | 325110 | Not Found | 09/04/2013 &nbsp;ACT | 05/23/2014 &nbsp;ACT | 2017-03-13 | 2017-03-16 | A |  | The G2G Plant will be a natural gas to gasoline production facility which will use natural gas to produce methanol that will be subsequently converted into gasoline. |  | Regeneraton Heater - 51B001 | 13.31 | Natural Gas | 61 | MMBTU/HR |  | Carbon Monoxide | Unspecified | (InOrganic Compounds) | 630-08-0 | P | Good Combustion & Clean fuel | 0.082 | LB/MMBTU | HOURLY MAXIMUM | BACT-PSD | OPERATING PERMIT | U | 0 | U | 21.91 | T/YR | ANNUAL MAXIMUM | 0 |  |  | 0 | 0 | N |  | BACT Limit = 0.082 LB/MMBTU (12-Month Rolling Average)
MI-0421 | GRAYLING PARTICLEBOARD | ARAUCO NORTH AMERICA | CRAWFORD | MI | 49738 | USA | RICH WEBER | 803-431-2046 | RICH.WEBER@ARAUCO-NA.COM | 5 | MI001 | MICHIGAN DEPT OF ENVIRONMENTAL QUALITY | MS. CINDY SMITH | (517)284-6802 | SMITHC17@MICHIGAN.GOV | Please contact the permit engineer, Mr. Andrew Drury, at 517-284-6792 or at drurya@michigan.gov for technical questions related to the permit. Thank you. | 59-16 | 2493 | 321219 | Not Found | 06/30/2016 &nbsp;ACT | 08/26/2016 &nbsp;ACT | 2017-01-27 | 2017-07-20 | A |  | Particleboard manufacturing |  | EUFLTOS1 in FGTOH (Thermal Oil System for Thermally Fused Lamination Lines) | 13.31 | Natural gas | 34 | MMBTU/H | One natural gas fired thermal oil system for thermally fused lamination lines rated at 10.2 MMBTU/H fuel heat input (EUFLTOS1 in FGTOH). | Carbon Monoxide | Unspecified | (InOrganic Compounds) | 630-08-0 | P | Good combustion practices. | 0.082 | LB/MMBTU | TEST PROTOCOL WILL SPECIFY AVG TIME | BACT-PSD | SIP | N | 0 | N | 3.69 | T/YR | BASED UPON 12-MO ROLLING TIME PERIOD | 0 |  |  | 0 | 0 | N |  | The lowest estimated cost for the press/sifter thermal oil heater was $23,000/ton for an oxidation catalyst to control 12.3 tpy CO. Given this high cost, controlling the thermally fused lamination line thermal oil heater would also not result in a reasonable control cost.
MI-0421 | GRAYLING PARTICLEBOARD | ARAUCO NORTH AMERICA | CRAWFORD | MI | 49738 | USA | RICH WEBER | 803-431-2046 | RICH.WEBER@ARAUCO-NA.COM | 5 | MI001 | MICHIGAN DEPT OF ENVIRONMENTAL QUALITY | MS. CINDY SMITH | (517)284-6802 | SMITHC17@MICHIGAN.GOV | Please contact the permit engineer, Mr. Andrew Drury, at 517-284-6792 or at drurya@michigan.gov for technical questions related to the permit. Thank you. | 59-16 | 2493 | 321219 | Not Found | 06/30/2016 &nbsp;ACT | 08/26/2016 &nbsp;ACT | 2017-01-27 | 2017-07-20 | A |  | Particleboard manufacturing |  | EUTOH (In FGTOH)--Thermal Oil Heater | 13.31 | Natural gas | 34 | MMBTU/H | One natural gas fired thermal oil heater for press and sifter rated at 34 MMBTU/H fuel heat input (EUTOH in FGTOH). All falls under RBLC Process Type Code 30.590. | Carbon Monoxide | Unspecified | (InOrganic Compounds) | 630-08-0 | P | Good combustion practices. | 0.082 | LB/MMBTU | TEST PROTOCOL WILL SPECIFY AVG TIME. | BACT-PSD | SIP | N | 0 | N | 12.3 | T/YR | 12-MO ROLLING TIME PERIOD | 0 |  |  | 0 | 0 | N |  | The lowest estimated cost for the press/sifter thermal oil heater was $23,000/ton for an oxidation catalyst to control 12.3 tpy CO. This is not a reasonable control cost.
MI-0425 | GRAYLING PARTICLEBOARD | ARAUCO NORTH AMERICA | CRAWFORD | MI | 49738 | USA | RICH WEBER | 803-431-2046 | RICH.WEBER@ARAUCO-NA.COM | 5 | MI001 | MICHIGAN DEPT OF ENVIRONMENTAL QUALITY | MS. CINDY SMITH | (517)284-6802 | SMITHC17@MICHIGAN.GOV | Please contact the permit engineer, Mr. Andrew Drury, at 517-284-6792 or at drurya@michigan.gov for technical questions regarding this permit. Thank you. | 59-16A | 2493 | 321219 | Not Found | 03/06/2017 &nbsp;ACT | 05/09/2017 &nbsp;ACT | 2017-08-02 | 2017-11-15 | A |  | Particleboard manufacturing. |  | EUFLTOS1 in FGTOH | 13.31 | Natural gas | 10.2 | MMBTU/H | One natural gas-fired thermal oil system for thermally fused lamination lines rated at 10.2 MMBTU/H fuel heat input (EUFLTOS1 in FGTOH). Note: The throughput capacity, 10.2 MMBTU/H, is not a change but instead a correction from the previous entry. The previous entry is under MI-0421 for the original permit. | Carbon Monoxide | Unspecified | (InOrganic Compounds) | 630-08-0 | P | Good combustion practices. | 0.082 | LB/MMBTU | TEST PROTOCOL SHALL SPECIFY | BACT-PSD |  | N | 0 | N | 3.69 | T/YR | 12-MO ROLLING TIME PERIOD | 0 |  |  | 0 | 0 | N |  | The lowest estimated cost for the press/sifter thermal oil heater was $23,000/ton for an oxidation catalyst to control 12.3 tpy CO. Given this high cost, controlling the thermally fused lamination line thermal oil heater would also not result in a reasonable control cost.
MI-0425 | GRAYLING PARTICLEBOARD | ARAUCO NORTH AMERICA | CRAWFORD | MI | 49738 | USA | RICH WEBER | 803-431-2046 | RICH.WEBER@ARAUCO-NA.COM | 5 | MI001 | MICHIGAN DEPT OF ENVIRONMENTAL QUALITY | MS. CINDY SMITH | (517)284-6802 | SMITHC17@MICHIGAN.GOV | Please contact the permit engineer, Mr. Andrew Drury, at 517-284-6792 or at drurya@michigan.gov for technical questions regarding this permit. Thank you. | 59-16A | 2493 | 321219 | Not Found | 03/06/2017 &nbsp;ACT | 05/09/2017 &nbsp;ACT | 2017-08-02 | 2017-11-15 | A |  | Particleboard manufacturing. |  | EUTOH in FGTOH | 13.31 | Natural gas | 38 | MMBTU/H | One natural gas-fired thermal oil heater for press and sifter rated at 38 MMBTU/hr fuel heat input (EUTOH in FGTOH). Also falls under the RBLC Process Type Code 30.590. | Carbon Monoxide | Unspecified | (InOrganic Compounds) | 630-08-0 | P | Good combustion practices. | 0.082 | LB/MMBTU | TEST PROTOCOL SHALL SPECIFY | BACT-PSD |  | N | 0 | N | 13.71 | T/YR | 12-MO ROLLING TIME PERIOD | 0 |  |  | 0 | 0 | N |  | The lowest estimated cost for the press/sifter thermal oil heater was $23,000/ton for an oxidation catalyst to control 12.3 tpy CO. This is not a reasonable cost. The small increase in heat input capacity (4 MMBTU/HR) does not make add on control cost effective.
*LA-0315 | G2G PLANT | BIG LAKE FUELS LLC | CALCASIEU | LA | 70605 | USA |  |  |  | 6 | LA001 | LOUISIANA DEPARTMENT OF ENV QUALITY | MR. BRYAN D. JOHNSTON | (225)219-3450 | BRYAN.JOHNSTON@LA.GOV |  | PSD-LA-781 | 2869 | 325110 | Not Found | 09/04/2013 &nbsp;ACT | 05/23/2014 &nbsp;ACT | 2017-03-13 | 2017-03-16 | A |  | The G2G Plant will be a natural gas to gasoline production facility which will use natural gas to produce methanol that will be subsequently converted into gasoline. |  | Reactor Charge Heater - 53B001 | 13.31 | Natural Gas | 10.1 | MMBTU/HR |  | Carbon Monoxide | Unspecified | (InOrganic Compounds) | 630-08-0 | P | Good Combustion & Clean fuel | 0.0821 | LB/MMBTU | HOURLY MAXIMUM | BACT-PSD | OPERATING PERMIT | U | 0 | U | 3.63 | T/YR | ANNUAL MAXIMUM | 0 |  |  | 0 | 0 | N |  | BACT Limit = 0.0821 LB/MMBTU (12-Hour Rolling Average)
AR-0140 | BIG RIVER STEEL LLC | BIG RIVER STEEL LLC | MISSISSIPPI | AR | 72370 | USA | DAVID STICKLER | 3309080813 |  | 6 | AR001 | ARKANSAS DEPT OF ENVIRONMENTAL QUALITY | MR. THOMAS RHEAUME | (501) 682-0762 | rheaume@adeq.state.ar.us |  | 2305-AOP-R0 | 3312 | 331111 | 110067436625 | 03/14/2013 &nbsp;ACT | 09/18/2013 &nbsp;ACT | 2016-11-09 | 2016-12-13 | A | HTTP: | THE FACILITY WILL CONSIST OF TWO ELECTRIC ARC FURNACES TO MELT SCRAP IRON AND STEEL, LADLE METALLURGY FURNACES (LMF) TO ADJUST THE CHEMISTRY, A RH DEGASSER AND BOILER FOR FURTHER REFINEMENT, AND CASTERS. |  | FURNACES SN-40 AND SN-42, DECARBURIZING LINE | 13.31 | NATURAL GAS | 22 | MMBTU/H |  | Carbon Monoxide | Unspecified | (InOrganic Compounds) | 630-08-0 | P | Good Combustion & Clean fuel | 0.0824 | LB/MMBTU |  | BACT-PSD |  |  | 0 |  | 0 |  |  | 0 |  |  | 0 | 0 | N
AR-0140 | BIG RIVER STEEL LLC | BIG RIVER STEEL LLC | MISSISSIPPI | AR | 72370 | USA | DAVID STICKLER | 3309080813 |  | 6 | AR001 | ARKANSAS DEPT OF ENVIRONMENTAL QUALITY | MR. THOMAS RHEAUME | (501) 682-0762 | rheaume@adeq.state.ar.us |  | 2305-AOP-R0 | 3312 | 331111 | 110067436625 | 03/14/2013 &nbsp;ACT | 09/18/2013 &nbsp;ACT | 2016-11-09 | 2016-12-13 | A | HTTP: | THE FACILITY WILL CONSIST OF TWO ELECTRIC ARC FURNACES TO MELT SCRAP IRON AND STEEL, LADLE METALLURGY FURNACES (LMF) TO ADJUST THE CHEMISTRY, A RH DEGASSER AND BOILER FOR FURTHER REFINEMENT, AND CASTERS. |  | BOILERS SN-26 AND 27, GALVANIZING LINE | 13.31 | NATURAL GAS | 24.5 | MMBTU/H |  | Carbon Monoxide | Unspecified | (InOrganic Compounds) | 630-08-0 | P | Good Combustion & Clean fuel | 0.0824 | LB/MMBTU |  | BACT-PSD |  |  | 0 |  | 0 |  |  | 0 |  |  | 0 | 0 | N
AR-0140 | BIG RIVER STEEL LLC | BIG RIVER STEEL LLC | MISSISSIPPI | AR | 72370 | USA | DAVID STICKLER | 3309080813 |  | 6 | AR001 | ARKANSAS DEPT OF ENVIRONMENTAL QUALITY | MR. THOMAS RHEAUME | (501) 682-0762 | rheaume@adeq.state.ar.us |  | 2305-AOP-R0 | 3312 | 331111 | 110067436625 | 03/14/2013 &nbsp;ACT | 09/18/2013 &nbsp;ACT | 2016-11-09 | 2016-12-13 | A | HTTP: | THE FACILITY WILL CONSIST OF TWO ELECTRIC ARC FURNACES TO MELT SCRAP IRON AND STEEL, LADLE METALLURGY FURNACES (LMF) TO ADJUST THE CHEMISTRY, A RH DEGASSER AND BOILER FOR FURTHER REFINEMENT, AND CASTERS. |  | BOILER, PICKLE LINE | 13.31 | NATURAL GAS | 67 | MMBTU/H |  | Carbon Monoxide | Unspecified | (InOrganic Compounds) | 630-08-0 | P | Good Combustion & Clean fuel | 0.0824 | LB/MMBTU |  | BACT-PSD |  |  | 0 |  | 0 |  |  | 0 |  |  | 0 | 0 | N
OK-0153 | ROSE VALLEY PLANT | SEMGAS LP | WOODS | OK | 73717 | USA | KRISTIN IKARD | 405-727-1443 | KRISTIN.IKARD@ACCESSMIDSTREAM.COM | 6 | OK001 | OKLAHOMA DEPARTMENT OF ENVIRONMENTAL QUALITY | MR. LEE WARDEN | (405)702-4182 | LEE.WARDEN@DEQ.OK.GOV |  | 2012-1393-C PSD | 1321 | 211112 | 151-00432 | 05/15/2012 &nbsp;ACT | 03/01/2013 &nbsp;ACT | 2014-06-17 | 2016-07-29 | A |  | Mid-America Midstream Gas Services, L.L.C. (MAMGS) has applied for a permit to construct a new gas plant. A summary of the new emission sources authorized under this construction permit is presented below: â€¢ Ten 1,775-hp Caterpillar G3606 engines equipped with oxidation catalysts. â€¢ Two 9,443-hp Siemens SGT-200-2S turbines. â€¢ Two 2,889-hp Caterpillar G3520C IM emergency generators with oxidation catalysts. â€¢ Two 5.605-MMBTUH regeneration heaters. â€¢ Two 17.4-MMBTUH hot oil heaters. â€¢ Four 1,000-bbl condensate storage tanks controlled by flares. â€¢ Four 400-bbl produced water tanks. â€¢ Two 20,000-bbl/day amine units. â€¢ Two 2.66-MMBTUH emergency flares. â€¢ One 0.99-MMBTUH enclosed flare. Facility-wide gas processing capacity will be 460 MMSCFD. | This permit authorizes the construction of the Rose Valley Plant and addresses the regulatory requirements associated with the equipment which will be installed at that facility. | HOT OIL HEATER | 13.31 | NATURAL GAS | 17.4 | MMBTUH | PROCESS PERTAINS TO TWO(2) IDENTICAL HEATERS. | Carbon Monoxide | Unspecified | (InOrganic Compounds) | 630-08-0 | P | GOOD COMBUSTION PRACTICES. | 0.0824 | LB/MMBTU | 3-HR | BACT-PSD | N/A | U | 0 | U | 1.56 | LB/HR | 3-HR | 0 |  |  | 0 | 0 | N
OK-0153 | ROSE VALLEY PLANT | SEMGAS LP | WOODS | OK | 73717 | USA | KRISTIN IKARD | 405-727-1443 | KRISTIN.IKARD@ACCESSMIDSTREAM.COM | 6 | OK001 | OKLAHOMA DEPARTMENT OF ENVIRONMENTAL QUALITY | MR. LEE WARDEN | (405)702-4182 | LEE.WARDEN@DEQ.OK.GOV |  | 2012-1393-C PSD | 1321 | 211112 | 151-00432 | 05/15/2012 &nbsp;ACT | 03/01/2013 &nbsp;ACT | 2014-06-17 | 2016-07-29 | A |  | Mid-America Midstream Gas Services, L.L.C. (MAMGS) has applied for a permit to construct a new gas plant. A summary of the new emission sources authorized under this construction permit is presented below: â€¢ Ten 1,775-hp Caterpillar G3606 engines equipped with oxidation catalysts. â€¢ Two 9,443-hp Siemens SGT-200-2S turbines. â€¢ Two 2,889-hp Caterpillar G3520C IM emergency generators with oxidation catalysts. â€¢ Two 5.605-MMBTUH regeneration heaters. â€¢ Two 17.4-MMBTUH hot oil heaters. â€¢ Four 1,000-bbl condensate storage tanks controlled by flares. â€¢ Four 400-bbl produced water tanks. â€¢ Two 20,000-bbl/day amine units. â€¢ Two 2.66-MMBTUH emergency flares. â€¢ One 0.99-MMBTUH enclosed flare. Facility-wide gas processing capacity will be 460 MMSCFD. | This permit authorizes the construction of the Rose Valley Plant and addresses the regulatory requirements associated with the equipment which will be installed at that facility. | REGENERATION HEATERS | 13.31 | NATURAL GAS | 5.61 | MMBTUH | THERE ARE TO BE TWO IDENTICAL HEATERS. | Carbon Monoxide | Unspecified | (InOrganic Compounds) | 630-08-0 | P | GOOD COMBUSTION PRACTICES. | 0.0824 | LB/MMBTU | 3-HR | BACT-PSD | N/A | U | 0 | U | 0.51 | LB/HR | 3-HR | 0 |  |  | 0 | 0 | N
IN-0158 | ST. JOSEPH ENEGRY CENTER, LLC | ST. JOSEPH ENERGY CENTER, LLC | ST. JOSEPH | IN | 46552 | USA | MR. WILLARD LADD | 9144682404 |  | 5 | IN001 | INDIANA DEPT OF ENV MGMT, OFC OF AIR | MR. MATT STUCKEY | (317) 233-0203 | mstuckey@idem.in.gov | PERMIT WRITER: JOSIAH BALOGUN 317-234-5257 JBALOGUN@IDEM.IN.GOV SECTION CHIEF: MATT STUCKEY 317-233-0203 MSTUCKEY@IDEM.IN.GOV | 141-31003-00579 | 4911 | 221112 | 110054881963 | 10/03/2011 &nbsp;ACT | 12/03/2012 &nbsp;ACT | 2013-08-15 | 2016-05-04 | A | HTTP://PERMITS.AIR.IDEM.IN.GOV/31003F.PDF | STATIONARY ELECTRIC UTILITY GENERATING STATION |  | TWO (2) NATURAL GAS AUXILIARY BOILERS | 13.31 | NATURAL GAS | 80 | MMBTU/H | BOTH BOILERS, LABELED AS B001 AND B002, ARE EQUIPPED WITH LOW NOX BURNERS WITH FLUE GAS REGULATION. THIS IS CONSIDERED A STEAM GENERATING UNIT. | Carbon Monoxide | Unspecified | (InOrganic Compounds) | 630-08-0 | P | GOOD COMBUTSTION PRACTICES | 0.083 | LB/MMBTU | 3 HOURS | BACT-PSD |  |  | 0 |  | 6.64 | LB/H | 3 HOURS | 0 |  |  | 0 | 0 | N |  | LIMIT ONE AND TWO ARE FOR EACH BOILER
SC-0112 | NUCOR STEEL - BERKELEY | NUCOR STEEL | BERKELEY | SC | 29450 | USA | RAY SIMS | 8433366123 | SIMSR@NUCORSTEEL.COM | 4 | SC001 | SOUTH CAROLINA DEPT OF HEALTH & ENV CTRL, BUREAU OF AIR QUALITY | MR. DENNIS CAMIT | (803)898-4284 | camitdr@dhec.sc.gov | WANDA PARNELL (803) 898-4123 | 0420-0060-DO | 3312 | 331111 | 110000353527 | 12/06/2007 &nbsp;ACT | 05/05/2008 &nbsp;ACT | 2012-05-09 | 2013-10-30 | D |  | SCRAP STEEL RECYCLING MILL |  | TUNNEL FURNACE BURNERS | 13.31 | NATURAL GAS | 58 | MMBTU/H | THIS PROJECT IS ADDING AN ADDITIONAL 58 MILLION BTU/HR HEAT INPUT TO EXISTING TUNNEL FURNACE SYSTEM. | Carbon Monoxide | Unspecified | (InOrganic Compounds) | 630-08-0 | P | Good Combustion & Clean fuel | 0.084 | LB/MMBTU |  | BACT-PSD |  | U | 0 | U | 0 |  |  | 0.084 | LB/MMBTU |  | 0 | 0 | N |  | EMISSION LIMITS ARE FROM NEW TUNNEL FURNACE BURNERS
OK-0128 | MID AMERICAN STEEL ROLLING MILL | MID AMERICAN STEEL AND WIRE COMPANY | MARSHALL | OK | 73446 | USA |  |  |  | 6 | OK001 | OKLAHOMA DEPARTMENT OF ENVIRONMENTAL QUALITY | MR. LEE WARDEN | (405)702-4182 | LEE.WARDEN@DEQ.OK.GOV |  | 2003-106-C(M-1) PSD | 3312 | 331111 | 110022524062 | 03/26/2008 &nbsp;ACT | 09/08/2008 &nbsp;ACT | 2008-12-31 | 2010-12-17 | B |  | THE FACILITY WAS CONSTRUCTED UNDER PERMIT NO. 2003-106-C ISSUED MARCH 25, 2003, AND IS CURRENTLY OPERATED UNDER PERMIT NO. 2003-106-O ISSUED JANUARY 3, 2005. THE FACILITY CURRENTLY OPERATES A SINGLE 74 MMBTUH GAS-FIRED FURNACE FOR SOFTENING STEEL BILLETS SO THAT THEY CAN BE DRAWN IN TO WIRE. | MID AMERICAN PROPOSES TO INSTALL TWO ELECTRIC ARC STEEL MELTING FURNACES. THE FURNACES WERE FABRICATED IN 2000 FOR INSTALLATION AT ANOTHER COMPANY SITE THAT WAS NOT CONSTRUCTED, THE PROPOSED GRIFFIN WHEEL PLANT AT TULSA. THE PROPOSED FURNACES WILL BE CAPABLE OF PRODUCING A TOTAL OF APPROXIMATELY 80 TONS/HR (640,000 TONS PER YEAR) OF Â¿BILLETÂ¿ Â¿ (BAR-SHAPED INGOTS) STEEL. THE STEEL MAY BE USED ON-SITE IN THE EXISTING WIRE PRODUCTION UNIT OR SOLD TO OTHER MILLS. | Ladle pre-heater and refractory drying | 13.31 | natural gas | 0 |  |  | Carbon Monoxide | Unspecified | (InOrganic Compounds) | 630-08-0 | P | Good Combustion & Clean fuel | 0.084 | LB/MMBTU |  | BACT-PSD |  | U | 0 | U | 0 |  |  | 0 |  |  | 0 | 0 | N
OK-0173 | CMC STEEL OKLAHOMA | COMMERCIAL METALS COMPANY | BRYAN | OK | 74701 | USA | RANDALL WALKER | 830-372-8507 | RANDALL.WALKER@CMC.COM | 6 | OK001 | OKLAHOMA DEPARTMENT OF ENVIRONMENTAL QUALITY | MR. LEE WARDEN | (405)702-4182 | LEE.WARDEN@DEQ.OK.GOV |  | 2015-0643-C PSD | 3312 | 331111 | 013-00047 | 09/09/2015 &nbsp;ACT | 01/19/2016 &nbsp;ACT | 2016-01-19 | 2016-07-07 | A |  | In this steel mill, CMC will manufacture steel products from scrap steel. Iron ore will not be processed at the mill. Scrap metal will be transported into the facility to be used as feedstock for the Melt Shop. Once the molten steel reaches the desired conditions, it will be transferred to a large refractory-lined vessel known as a ladle. The ladle will be transported to a continuous caster, where the steel will be poured into a refractory-lined surge vessel called a tundish and subsequently into a water-cooled mold. After casting, the continuous steel strand will be rolled to the desired shape. After rolling, the steel will be cooled, bundled, and stored. To produce some structural material such as angles and channels, the rebar will be unbundled and passed through a straightener roller process. The finished products will be shipped off-site by truck as needed for use by customers. | Emissions of NOx, CO, VOC, SO2,PM10/PM2.5, and GHG exceed the applicable SER. Therefore, each is subject to PSD review. | Heaters (Gas-Fired) | 13.31 | Natural Gas | 0 |  | Numerous gas-fired heaters will be installed. The application requested that the sizes all be kept confidential. | Carbon Monoxide | Unspecified | (InOrganic Compounds) | 630-08-0 | P | Good Combustion & Clean fuel | 0.084 | LB/MMBTU |  | BACT-PSD | N/A | U | 0 | U | 0 |  |  | 0 |  |  | 0 | 0 | N
[40 empty] | Low | 0.0075
[40 empty] | High | 0.084