## All Pollutants_Large RICE 1 (2
RBLCID | FACILITY_NAME | CORPORATE_OR_COMPANY_NAME | FACILITY_COUNTY | FACILITY_STATE | FACILITY_ZIP_CODE | FACILITY_COUNTRY | FACILTY_CONTACT_NAME | FACILITY_PHONE | FACILITY_CONTACT_EMAIL | EPA_REGION | AGENCY_CODE | AGENCY_NAME | AGENCY_CONTACT | AGENCY_PHONE | AGENCY_EMAIL | OTHER_AGENCY_CONTACT_INFO | PERMIT_NUM | SIC_CODE | NAICS_CODE | FACILITY_REGISTRY_SYSTEM_NUMBER | COMPLETE_APPLICATION_DATE | PERMIT_ISSUANCE_DATE | DATE_DETERMINATION_ENTERED_INTO_RBLC | DATE_DETERMINATION_LAST_UPDATED | PERMIT_TYPE | PERMIT_URL | FACILITY_DESCRIPTION | PERMIT_NOTES | PROCESS_NAME | PROCCESS_TYPE | PRIMARY_FUEL | THROUGHPUT | THROUGHPUT_UNIT | PROCESS_NOTES | POLLUTANT | TESTMETHOD | POLLUTANT_GROUP(S) | CAS_NUMBER | CONTROL_METHOD_CODE | CONTROL_METHOD_DESCRIPTION | EMISSION_LIMIT_1 | EMISSION_LIMIT_1_UNIT | EMISSION_LIMIT_1_AVG_TIME_CONDITION | CASE-BY-CASE_BASIS | OTHER_ APPLICABLE_REQUIREMENTS | OTHER_FACTORS | PERCENT_EFFICIENCY | COMPLIANCE_VERIFIED | EMISSION_LIMIT_2 | EMISSION_LIMIT_2_UNIT | EMISSION_LIMIT_2_AVGERAGE_TIME_CONDITION | STANDARAD_EMISSION_LIMIT | STANDARD_EMISSION_LIMIT_UNIT | STANDARD_LIMIT_AVERAGE_TIME_CONDITION | COST_EFFECTIVENESS | INCREMENTAL_COST_EFFECTIVENESS | Cost_Verified | DOLLAR_YEAR_USED_IN_COST_ESTIMATES | POLLUTANT_COMPLIANCE_NOTES
*AK-0084 | DONLIN GOLD PROJECT | DONLIN GOLD LLC. | BETHEL CENSUS AREA | AK | 99575 | USA | STAN FOO | 907-273-0200 | SFOO@DONLINGOLD.COM | 10 | AK001 | ALASKA DEPT OF ENVIRONMENTAL CONS | MR. JIM PLOSAY | (907) 465-5103 | JOHN.KUTERBACH@ALASKA.GOV | AK DEC DIV. OF AIR QUALITY 410 WILLOUGHBY AVE. SUITE 303 JUNEAU, AK 99801 | AQ0934CPT01 | 1041 | 212221 | Not Entered | 10/15/2015 &nbsp;ACT | 06/30/2017 &nbsp;ACT | 2018-06-21 | 2018-06-22 | A | http://dec.alaska.gov/Applications/Air/airtoolsweb/Home/ViewAttachment/16763360/d1h2U6BIY-j857LFU-WYmw2 | The Donlin Gold Project is a gold mine located 12 miles north of Crooked Creek, Alaska on the Kuskokwim River, about 280 miles northwest of Anchorage. The deposit has proven and probable reserves estimated at 33.9 million ounces of gold at 2.1 g/t and could produce up to 1.5 million ounces annually. SIC Code 1041; NAICS Code 212221. |  | Black Start and Emergency Internal Cumbustion Engines | 17.11 | Diesel | 1500 | kWe | Two (2) 600 kWe black start diesel generators and four (4) 1,500 kWe emergency diesel generators. | Carbon Dioxide Equivalent (CO2e) | Unspecified | (Greenhouse Gasses (GHG)) | CO2e | P | Good Combustion Practices | 2781 | TPY | YEARLY | BACT-PSD | NSPS | U | 0 | U | 0 |  |  | 0 |  |  | 0 | 0 | N |  | 2,781 tpy CO2e for EUs 29 - 34 combined. NSPS Subpart IIII engines
*AK-0084 | DONLIN GOLD PROJECT | DONLIN GOLD LLC. | BETHEL CENSUS AREA | AK | 99575 | USA | STAN FOO | 907-273-0200 | SFOO@DONLINGOLD.COM | 10 | AK001 | ALASKA DEPT OF ENVIRONMENTAL CONS | MR. JIM PLOSAY | (907) 465-5103 | JOHN.KUTERBACH@ALASKA.GOV | AK DEC DIV. OF AIR QUALITY 410 WILLOUGHBY AVE. SUITE 303 JUNEAU, AK 99801 | AQ0934CPT01 | 1041 | 212221 | Not Entered | 10/15/2015 &nbsp;ACT | 06/30/2017 &nbsp;ACT | 2018-06-21 | 2018-06-22 | A | http://dec.alaska.gov/Applications/Air/airtoolsweb/Home/ViewAttachment/16763360/d1h2U6BIY-j857LFU-WYmw2 | The Donlin Gold Project is a gold mine located 12 miles north of Crooked Creek, Alaska on the Kuskokwim River, about 280 miles northwest of Anchorage. The deposit has proven and probable reserves estimated at 33.9 million ounces of gold at 2.1 g/t and could produce up to 1.5 million ounces annually. SIC Code 1041; NAICS Code 212221. |  | Twelve (12) Large ULSD/Natural Gas-Fired Internal Combustion Engines | 17.11 | Diesel and Natural Gas | 143.5 | MMBtu/hr | Twelve 17-MW Wartsila 18V50DF ULSD/Natural Gas-Fired Internal Combustion Engines. Each engine rated at: 143.5 MMBtu/hr on ULSD 141.4 MMBtu/hr on natural gas | Carbon Dioxide Equivalent (CO2e) | Unspecified | (Greenhouse Gasses (GHG)) | CO2e | P | Good Cumbustion Practices | 1299630 | TPY (ULSD) |  | BACT-PSD |  | U | 0 | N | 869621 | TPY (NATURAL GAS) |  | 0 |  |  | 0 | 0 | N
*LA-0312 | ST. JAMES METHANOL PLANT | SOUTH LOUISIANA METHANOL LP | ST. JAMES | LA |  | USA | BRIAN JONES | (512) 394-7346 |  | 6 | LA001 | LOUISIANA DEPARTMENT OF ENV QUALITY | MR. BRYAN D. JOHNSTON | (225)219-3450 | BRYAN.JOHNSTON@LA.GOV | Permit Writer: Mr. Christopher Smith, (225) 219-3439 | PSD-LA-780(M-1) | 2869 | 325998 | Not Found | 09/30/2015 &nbsp;ACT | 06/30/2017 &nbsp;ACT | 2017-03-10 | 2017-12-27 | A |  | New MeOH plant designed to produce 5,275 metric tons per day of refined methanol from natural gas and carbon dioxide (CO2) feedstock | New methanol plant designed to produce 5,275 metric tons per day of refined methanol from natural gas and carbon dioxide (CO2) feedstock | DFP1-13 - Diesel Fire Pump Engine (EQT0013) | 17.11 | Diesel | 650 | horsepower | Operating hour limit: 100 hr/yr | Carbon Dioxide Equivalent (CO2e) | Unspecified | (Greenhouse Gasses (GHG)) | CO2e | P | Compliance with NSPS Subpart IIII | 37 | TPY |  | BACT-PSD | OPERATING PERMIT , NSPS | U | 0 | U | 0 |  |  | 0 |  |  | 0 | 0 | N
*LA-0312 | ST. JAMES METHANOL PLANT | SOUTH LOUISIANA METHANOL LP | ST. JAMES | LA |  | USA | BRIAN JONES | (512) 394-7346 |  | 6 | LA001 | LOUISIANA DEPARTMENT OF ENV QUALITY | MR. BRYAN D. JOHNSTON | (225)219-3450 | BRYAN.JOHNSTON@LA.GOV | Permit Writer: Mr. Christopher Smith, (225) 219-3439 | PSD-LA-780(M-1) | 2869 | 325998 | Not Found | 09/30/2015 &nbsp;ACT | 06/30/2017 &nbsp;ACT | 2017-03-10 | 2017-12-27 | A |  | New MeOH plant designed to produce 5,275 metric tons per day of refined methanol from natural gas and carbon dioxide (CO2) feedstock | New methanol plant designed to produce 5,275 metric tons per day of refined methanol from natural gas and carbon dioxide (CO2) feedstock | DEG1-13 - Diesel Fired Emergency Generator Engine (EQT0012) | 17.11 | Diesel | 1474 | horsepower | Operating hours limit: 100 hr/yr. | Carbon Dioxide Equivalent (CO2e) | Unspecified | (Greenhouse Gasses (GHG)) | CO2e | P | Compliance with NSPS Subpart IIII | 84 | TPY |  | BACT-PSD | NSPS , OPERATING PERMIT | U | 0 | U | 0 |  |  | 0 |  |  | 0 | 0 | N
*LA-0315 | G2G PLANT | BIG LAKE FUELS LLC | CALCASIEU | LA | 70605 | USA |  |  |  | 6 | LA001 | LOUISIANA DEPARTMENT OF ENV QUALITY | MR. BRYAN D. JOHNSTON | (225)219-3450 | BRYAN.JOHNSTON@LA.GOV |  | PSD-LA-781 | 2869 | 325110 | Not Found | 09/04/2013 &nbsp;ACT | 05/23/2014 &nbsp;ACT | 2017-03-13 | 2017-03-16 | A |  | The G2G Plant will be a natural gas to gasoline production facility which will use natural gas to produce methanol that will be subsequently converted into gasoline. |  | Emergency Diesel Generator 1 | 17.11 | Diesel | 5364 | HP |  | Carbon Dioxide Equivalent (CO2e) | Unspecified | (Greenhouse Gasses (GHG)) | CO2e | P | Proper design and operation; energy efficiency measures | 0 |  |  | BACT-PSD | OPERATING PERMIT | U | 0 | U | 0 |  |  | 0 |  |  | 0 | 0 | N
*LA-0315 | G2G PLANT | BIG LAKE FUELS LLC | CALCASIEU | LA | 70605 | USA |  |  |  | 6 | LA001 | LOUISIANA DEPARTMENT OF ENV QUALITY | MR. BRYAN D. JOHNSTON | (225)219-3450 | BRYAN.JOHNSTON@LA.GOV |  | PSD-LA-781 | 2869 | 325110 | Not Found | 09/04/2013 &nbsp;ACT | 05/23/2014 &nbsp;ACT | 2017-03-13 | 2017-03-16 | A |  | The G2G Plant will be a natural gas to gasoline production facility which will use natural gas to produce methanol that will be subsequently converted into gasoline. |  | Emergency Diesel Generator 2 | 17.11 | Diesel | 5364 | HP |  | Carbon Dioxide Equivalent (CO2e) | Unspecified | (Greenhouse Gasses (GHG)) | CO2e | P | Proper design and operation; energy efficiency measures | 0 |  |  | BACT-PSD | OPERATING PERMIT | U | 0 | U | 0 |  |  | 0 |  |  | 0 | 0 | N
*LA-0315 | G2G PLANT | BIG LAKE FUELS LLC | CALCASIEU | LA | 70605 | USA |  |  |  | 6 | LA001 | LOUISIANA DEPARTMENT OF ENV QUALITY | MR. BRYAN D. JOHNSTON | (225)219-3450 | BRYAN.JOHNSTON@LA.GOV |  | PSD-LA-781 | 2869 | 325110 | Not Found | 09/04/2013 &nbsp;ACT | 05/23/2014 &nbsp;ACT | 2017-03-13 | 2017-03-16 | A |  | The G2G Plant will be a natural gas to gasoline production facility which will use natural gas to produce methanol that will be subsequently converted into gasoline. |  | Fire Pump Diesel Engine 1 | 17.11 | Diesel | 751 | HP |  | Carbon Dioxide Equivalent (CO2e) | Unspecified | (Greenhouse Gasses (GHG)) | CO2e | P | Proper design and operation; use of ultra-low sulfur diesel | 0 |  |  | BACT-PSD | OPERATING PERMIT | U | 0 | U | 0 |  |  | 0 |  |  | 0 | 0 | N
*LA-0315 | G2G PLANT | BIG LAKE FUELS LLC | CALCASIEU | LA | 70605 | USA |  |  |  | 6 | LA001 | LOUISIANA DEPARTMENT OF ENV QUALITY | MR. BRYAN D. JOHNSTON | (225)219-3450 | BRYAN.JOHNSTON@LA.GOV |  | PSD-LA-781 | 2869 | 325110 | Not Found | 09/04/2013 &nbsp;ACT | 05/23/2014 &nbsp;ACT | 2017-03-13 | 2017-03-16 | A |  | The G2G Plant will be a natural gas to gasoline production facility which will use natural gas to produce methanol that will be subsequently converted into gasoline. |  | Fire Pump Diesel Engine 2 | 17.11 | Diesel | 751 | HP |  | Carbon Dioxide Equivalent (CO2e) | Unspecified | (Greenhouse Gasses (GHG)) | CO2e | P | Proper design and operation; use of ultra-low sulfur diesel | 0 |  |  | BACT-PSD | OPERATING PERMIT | U | 0 | U | 0 |  |  | 0 |  |  | 0 | 0 | N
*MA-0043 | MIT CENTRAL UTILITY PLANT | MASSACHUSETTS INSTITUTE OF TECHNOLOGY | MIDDLESEX | MA | 2139 | USA | ZHANNA DAVIDOVITZ | 6174522510 | ZHANNA@MIT.EDU | 1 | MA001 | MASSACHUSETTS DEPT OF ENVIRONMENTAL PROTECTION | MR. MARC WOLMAN | (617)292-5515 | marc.wolman@state.ma.us. | Edward Braczyk MassDEP Northeast Regional Office 205B Lowell Street Wilmington, MA 01887 (978) 694-3289 Edward.Braczyk@state.ma.us | NE-15-018 | 8221 | 611310 | 110028279271 | 04/03/2017 &nbsp;ACT | 06/21/2017 &nbsp;ACT | 2017-07-05 | 2017-11-27 | D |  | MIT proposes to construct and operate two new 22 megawatt (MW) combined heat and power (CHP) combustion turbines/heat recovery steam generators and a new cold start engine at its existing Central Utility Plant. | http://www.mass.gov/eea/agencies/massdep/air/approvals/air-permits-and-approvals-issued-to-facilities.html | Cold Start Engine | 17.11 | ULSD | 19.04 | MMBTU/HR | CAT DM8263 or equivalent. â‰¤ 8 hours of operation per day, â‰¤ 300 hours of operation per consecutive 12-month period, S in ULSD: â‰¤0.0015% by weight. | Carbon Dioxide Equivalent (CO2e) | Unspecified | (Greenhouse Gasses (GHG)) | CO2e | N |  | 163.61 | LB/MMBTU |  | BACT-PSD | SIP , OPERATING PERMIT | U | 0 | U | 3115 | LB/HR |  | 0 |  |  | 0 | 0 | N |  | CO2e: â‰¤467.3 tons per consecutive twelve month period.
*MI-0433 | MEC NORTH, LLC AND MEC SOUTH LLC | MARSHALL ENERGY CENTER LLC | CALHOUN | MI | 49068 | USA | WILLARD LADD | 914-468-2402 | WLADD@DEVELOPMENTPARTNERS.COM | 5 | MI001 | MICHIGAN DEPT OF ENVIRONMENTAL QUALITY | MS. CINDY SMITH | (517)284-6802 | SMITHC17@MICHIGAN.GOV | There are two plants (MEC North, LLC and MEC South, LLC) that will operate as separate entities but they are considered a single stationary source and the installation of the two new plants was reviewed as a single project. There are two Air Permits to Install for the two plants (167-17 and 168-17). For technical questions regarding either of the two permits, please contact the permit engineer Ms. Catherine Asselin at 517-284-6786 or at asselinc@michigan.gov. Thank you. | 167-17 AND 168-17 | 4911 | 221112 | Not Found | 05/22/2018 &nbsp;ACT | 06/29/2018 &nbsp;ACT | 2018-08-17 | 2018-08-22 | A |  | Natural gas combined cycle power plant (two plants: north and south) | There are two plants that will operate as separate entities and each received a separate Air Permit to Install, but they are considered one stationary source and were reviewed as one project. | EUEMENGINE (North Plant): Emergency Engine | 17.11 | Diesel | 1341 | HP | A 1,341 HP (1,000 kilowatts (KW)) diesel-fired emergency engine with a model year of 2011 or later, and a displacement of <10 liters/cylinder. The engine is designed to be compliant with Tier IV emission standards. Equipped with a diesel particulate filter. | Carbon Dioxide Equivalent (CO2e) | Unspecified | (Greenhouse Gasses (GHG)) | CO2e | P | Good combustion practices. | 383 | T/YR | 12-MO. ROLLING TIME PERIOD | BACT-PSD |  | N | 0 | N | 0 |  |  | 0 |  |  | 0 | 0 | N
*MI-0433 | MEC NORTH, LLC AND MEC SOUTH LLC | MARSHALL ENERGY CENTER LLC | CALHOUN | MI | 49068 | USA | WILLARD LADD | 914-468-2402 | WLADD@DEVELOPMENTPARTNERS.COM | 5 | MI001 | MICHIGAN DEPT OF ENVIRONMENTAL QUALITY | MS. CINDY SMITH | (517)284-6802 | SMITHC17@MICHIGAN.GOV | There are two plants (MEC North, LLC and MEC South, LLC) that will operate as separate entities but they are considered a single stationary source and the installation of the two new plants was reviewed as a single project. There are two Air Permits to Install for the two plants (167-17 and 168-17). For technical questions regarding either of the two permits, please contact the permit engineer Ms. Catherine Asselin at 517-284-6786 or at asselinc@michigan.gov. Thank you. | 167-17 AND 168-17 | 4911 | 221112 | Not Found | 05/22/2018 &nbsp;ACT | 06/29/2018 &nbsp;ACT | 2018-08-17 | 2018-08-22 | A |  | Natural gas combined cycle power plant (two plants: north and south) | There are two plants that will operate as separate entities and each received a separate Air Permit to Install, but they are considered one stationary source and were reviewed as one project. | EUEMENGINE (South Plant): Emergency Engine | 17.11 | Diesel | 1341 | HP | A 1,341 HP (1,000 kilowatts (kW)) diesel-fired emergency engine with a model year of 2011 or later, and a displacement of <10 liters/cylinder. The engine is designed to be compliant with Tier IV emission standards. Equipped with a diesel particulate filter. | Carbon Dioxide Equivalent (CO2e) | Unspecified | (Greenhouse Gasses (GHG)) | CO2e | P | Good combustion practices. | 383 | T/YR | 12-MO ROLLING TIME PERIOD | BACT-PSD |  | N | 0 | N | 0 |  |  | 0 |  |  | 0 | 0 | N
*MI-0435 | BELLE RIVER COMBINED CYCLE POWER PLANT | DTE ELECTRIC COMPANY | ST. CLAIR | MI | 48054 | USA | MATTHEW PAUL | 313-235-3374 | MATTHEW.PAUL@DTEENERGY.COM | 5 | MI001 | MICHIGAN DEPT OF ENVIRONMENTAL QUALITY | MS. CINDY SMITH | (517)284-6802 | SMITHC17@MICHIGAN.GOV | For technical questions regarding the permit, please contact the permit engineer, Mr. John Vial, at 517-284-6805 or at vialj@michigan.gov. Thank you. | 19-18 | 4911 | 221112 | Not Found | 06/22/2018 &nbsp;ACT | 07/16/2018 &nbsp;ACT | 2018-08-23 | 2018-08-24 | B |  | Natural gas combined-cycle power plant | The new combined cycle plant is proposed to be located near DTE's existing Belle River and St. Clair coal fired power plants. The three plants will be considered a single stationary source. It will have a capacity of 1,150 megawatts. | EUEMENGINE: Emergency engine | 17.11 | Diesel | 2 | MW | A nominal 2 MW diesel-fueled emergency engine with a model year of 2011 or later, and a displacement of <10 liters/cylinder. The engine is an EPA Tier 2 certified engine subject to NSPS IIII. | Carbon Dioxide Equivalent (CO2e) | Unspecified | (Greenhouse Gasses (GHG)) | CO2e | P | Energy efficient design. | 161 | T/YR | 12-MO ROLLING TIME PERIOD | BACT-PSD |  | N | 0 | N | 0 |  |  | 0 |  |  | 0 | 0 | N
*PA-0309 | LACKAWANNA ENERGY CTR/JESSUP | LACKAWANNA ENERGY CENTER, LLC | LACKAWANNA | PA | 18434 | USA |  |  |  | 3 | PA001 | PENNSYLVANIA DEPT OF ENVIRONMENTAL PROTECTION, BUREAU OF AIR QUALITY | MR. ROBERT COOK | (717)772-3974 | rwcook@pa.gov |  | 35-00069A | 4911 | 221112 | 110069993385 | 07/11/2014 &nbsp;ACT | 12/23/2015 &nbsp;ACT | 2017-07-18 | 2017-07-20 | A |  | This plan approval is for the construction and temporary operation of three (3) identical General Electric Model 7HA.02 natural gas fired combustion turbines and heat recovery steam generator with duct burners (CT/HRSG). Each CT/HRSG combined-cycle process block includes one (1) combustion gas turbine and one (1) heat recovery steam generator with duct burners with all three (3) CT/HRSG sharing one (1) steam turbine. The entire power block is rated at 1,500 MW. Additional equipment includes: one (1) 2,000 kW diesel-fired emergency generator one (1) 315 HP diesel-fired emergency fire water pump one (1) 184.8 MM BTU/hr natural gas fired boiler one (1) 12 MMBTU/hr natural gas fuel gas heater two (2) Diesel fuel storage tanks four (4) lubricating oil tanks one (1) aqueous ammonia storage tank |  | 2000 kW Emergency Generator | 17.11 | Ultra-low sulfur Diesel | 0 |  | To allow maintenance of vital plant loads during power outages or maintenance of the switchyard. | Carbon Dioxide Equivalent (CO2e) | Unspecified | (Greenhouse Gasses (GHG)) | CO2e | N |  | 81 | TONS | 12-MONTH ROLLING BASIS | BACT-PSD |  | U | 0 | U | 0 |  |  | 0 |  |  | 0 | 0 | N
*PA-0311 | MOXIE FREEDOM GENERATION PLANT | MOXIE FREEDOM LLC | LUZERNE | PA | 18603 | USA |  |  |  | 3 | PA001 | PENNSYLVANIA DEPT OF ENVIRONMENTAL PROTECTION, BUREAU OF AIR QUALITY | MR. ROBERT COOK | (717)772-3974 | rwcook@pa.gov |  | 40-00129A | 4911 | 221112 | 110064098541 | 10/06/2014 &nbsp;ACT | 09/01/2015 &nbsp;ACT | 2017-07-28 | 2017-07-31 | A |  | The Project is for the construction and operation of two identical 1 x 1 power blocks, each consisting of a combustion gas turbine (CGT or CT) and a steam turbine (ST) configured in single shaft alignment, where each CT and ST train share one common electric generator. The turbines to be used for this project are Two General Electric (GE) 7HA.02 CTs, each in 1 x 1 single shaft combined- cycle power islands. Each CT and duct burner will exclusively fire pipeline-quality natural gas. The HRSGs will be equipped with selective catalytic reduction (SCR) to minimize nitrogen oxide (NOx) emissions and oxidation catalysts to minimize carbon monoxide (CO) and volatile organic compound (VOC) emissions from the CTs and DBâ€™s. The Project will also include several pieces of ancillary equipment. The list of equipment includes: One fuel gas dew-point heater - natural gas fired, common for all CTs Two CT inlet evaporative coolers - one for each CT (not emissions sources) Two air-cooled condensers (ACCs) - one for each HRSG (not emissions sources) One auxiliary boiler, natural gas-fired One diesel engine powered emergency generator One diesel engine powered fire water pump Diesel fuel, lubricating oil, and aqueous ammonia storage tanks The project once operational will produce 1050 MW Electric Generation |  | Emergency Generator | 17.11 |  | 0 |  | Sulfur content of the diesel fuel combusted by the emergency diesel generator shall not exceed 15 ppm. Shall maintain and operate the source in accordance with good engineering practice. | Carbon Dioxide Equivalent (CO2e) | Unspecified | (Greenhouse Gasses (GHG)) | CO2e | N |  | 44 | TPY | 12-MONTH ROLLING BASIS | BACT-PSD | NSPS | U | 0 | U | 0 |  |  | 0 |  |  | 0 | 0 | N
*PA-0311 | MOXIE FREEDOM GENERATION PLANT | MOXIE FREEDOM LLC | LUZERNE | PA | 18603 | USA |  |  |  | 3 | PA001 | PENNSYLVANIA DEPT OF ENVIRONMENTAL PROTECTION, BUREAU OF AIR QUALITY | MR. ROBERT COOK | (717)772-3974 | rwcook@pa.gov |  | 40-00129A | 4911 | 221112 | 110064098541 | 10/06/2014 &nbsp;ACT | 09/01/2015 &nbsp;ACT | 2017-07-28 | 2017-07-31 | A |  | The Project is for the construction and operation of two identical 1 x 1 power blocks, each consisting of a combustion gas turbine (CGT or CT) and a steam turbine (ST) configured in single shaft alignment, where each CT and ST train share one common electric generator. The turbines to be used for this project are Two General Electric (GE) 7HA.02 CTs, each in 1 x 1 single shaft combined- cycle power islands. Each CT and duct burner will exclusively fire pipeline-quality natural gas. The HRSGs will be equipped with selective catalytic reduction (SCR) to minimize nitrogen oxide (NOx) emissions and oxidation catalysts to minimize carbon monoxide (CO) and volatile organic compound (VOC) emissions from the CTs and DBâ€™s. The Project will also include several pieces of ancillary equipment. The list of equipment includes: One fuel gas dew-point heater - natural gas fired, common for all CTs Two CT inlet evaporative coolers - one for each CT (not emissions sources) Two air-cooled condensers (ACCs) - one for each HRSG (not emissions sources) One auxiliary boiler, natural gas-fired One diesel engine powered emergency generator One diesel engine powered fire water pump Diesel fuel, lubricating oil, and aqueous ammonia storage tanks The project once operational will produce 1050 MW Electric Generation |  | Fire Pump Engine | 17.11 | diesel | 0 |  | Sulfur content of the diesel fuel combusted by the fire engine pump shall not exceed 15 ppm. Shall maintain and operate the source in accordance with good engineering practice. | Carbon Dioxide Equivalent (CO2e) | Unspecified | (Greenhouse Gasses (GHG)) | CO2e | N |  | 14 | TPY | 12-MONTH ROLLING BASIS | BACT-PSD | NSPS | U | 0 | U | 0 |  |  | 0 |  |  | 0 | 0 | N
AK-0082 | POINT THOMSON PRODUCTION FACILITY | EXXON MOBIL CORPORATION | USA | AK |  | USA | MATT REILE | 907 929 4108 | MATTHEW.R.REILE@EXXONMOBIL.COM | 10 | AK001 | ALASKA DEPT OF ENVIRONMENTAL CONS | MR. JIM PLOSAY | (907) 465-5103 | JOHN.KUTERBACH@ALASKA.GOV |  | AQ1201CPT03 | 1382 | 211111 | 110058932561 | 12/13/2013 &nbsp;ACT | 01/23/2015 &nbsp;ACT | 2015-01-28 | 2016-02-19 | C | http://dec.alaska.gov/Applications/Air/airtoolsweb/Home/ViewAttachment/16685549/QXjhK6BJvK3h8EByjhru7Q2 | OIL GAS EXPLORATION AND PRODUCTION FACILITY. | Revise Existing RBLC ID AK-0076 to include pollutants: PM-10 and VOC which now trigger PSD. | Emergency Camp Generators | 17.11 | Ultra Low Sulfur Diesel | 2695 | hp | Three 2,695 hp ULSD-fired Standby Camp Generator Engines. | Carbon Dioxide Equivalent (CO2e) | Unspecified | (Greenhouse Gasses (GHG)) | CO2e | N |  | 2332 | TONS/YEAR | COMBINED | BACT-PSD |  | U | 0 | U | 0 |  |  | 0 |  |  | 0 | 0 | N
AK-0082 | POINT THOMSON PRODUCTION FACILITY | EXXON MOBIL CORPORATION | USA | AK |  | USA | MATT REILE | 907 929 4108 | MATTHEW.R.REILE@EXXONMOBIL.COM | 10 | AK001 | ALASKA DEPT OF ENVIRONMENTAL CONS | MR. JIM PLOSAY | (907) 465-5103 | JOHN.KUTERBACH@ALASKA.GOV |  | AQ1201CPT03 | 1382 | 211111 | 110058932561 | 12/13/2013 &nbsp;ACT | 01/23/2015 &nbsp;ACT | 2015-01-28 | 2016-02-19 | C | http://dec.alaska.gov/Applications/Air/airtoolsweb/Home/ViewAttachment/16685549/QXjhK6BJvK3h8EByjhru7Q2 | OIL GAS EXPLORATION AND PRODUCTION FACILITY. | Revise Existing RBLC ID AK-0076 to include pollutants: PM-10 and VOC which now trigger PSD. | Fine Water Pumps | 17.11 | Ultra Low Sulfur Diesel | 610 | hp | Two ULSD-fired 610 hp Fine Water Pumps | Carbon Dioxide Equivalent (CO2e) | Unspecified | (Greenhouse Gasses (GHG)) | CO2e | N |  | 565 | TONS/YEAR | COMBINED | BACT-PSD |  | U | 0 | U | 0 |  |  | 0 |  |  | 0 | 0 | N
AK-0082 | POINT THOMSON PRODUCTION FACILITY | EXXON MOBIL CORPORATION | USA | AK |  | USA | MATT REILE | 907 929 4108 | MATTHEW.R.REILE@EXXONMOBIL.COM | 10 | AK001 | ALASKA DEPT OF ENVIRONMENTAL CONS | MR. JIM PLOSAY | (907) 465-5103 | JOHN.KUTERBACH@ALASKA.GOV |  | AQ1201CPT03 | 1382 | 211111 | 110058932561 | 12/13/2013 &nbsp;ACT | 01/23/2015 &nbsp;ACT | 2015-01-28 | 2016-02-19 | C | http://dec.alaska.gov/Applications/Air/airtoolsweb/Home/ViewAttachment/16685549/QXjhK6BJvK3h8EByjhru7Q2 | OIL GAS EXPLORATION AND PRODUCTION FACILITY. | Revise Existing RBLC ID AK-0076 to include pollutants: PM-10 and VOC which now trigger PSD. | Bulk Tank Generator Engines | 17.11 | Ultra Low Sulfur Diesel | 891 | hp | Two ULSD-fired 891 hp Bulk Tank Storage Area Generator Engines | Carbon Dioxide Equivalent (CO2e) | Unspecified | (Greenhouse Gasses (GHG)) | CO2e | N |  | 7194 | TONS/YEAR | COMBINED | BACT-PSD |  | U | 0 | U | 0 |  |  | 0 |  |  | 0 | 0 | N
CO-0067 | LANCASTER PLANT | KERR-MCGEE GATHERING | WELD | CO | 80621 | USA | JENNIFER SHEA | 720-929-6028 | JENNIFER.SHEA@ANADARKO.COM | 8 | CO001 | COLORADO DEPT OF HEALTH - AIR POLL CTRL | MR. ROLAND HEA | (303) 692-3252 | Roland.Hea@state.co.us |  | 12WE1492 | 1311 | 211111 | 110002052974 | 11/30/2011 &nbsp;ACT | 06/04/2013 &nbsp;ACT | 2014-09-17 | 2016-05-05 | B |  | Natural gas processing facility. | Kerr-McGee has submitted a request to modify their Ft. Lupton Gas Plant to include a new cryogenic plant referred to as the Lancaster Plant. This was PSD Major for GHG only. | Emergency Generator | 17.11 | diesel | 19950 | gal per year | Kerr-McGee is proposing to install one 839 bhp diesel-fired emergency generator as part of this project. The generator will be limited to 500 hours of operation per year. | Carbon Dioxide Equivalent (CO2e) | Unspecified | (Greenhouse Gasses (GHG)) | CO2e | P | NSPS IIII compliant. | 0 |  |  | BACT-PSD | NSPS , MACT , OPERATING PERMIT | U | 0 | U | 0 |  |  | 0 |  |  | 0 | 0 | N |  | The owner or operator shall comply with the requirements in New Source Performance Standards of Regulation No. 6, Part A, Subpart IIII for Stationary Compression Ignition Internal Combustion Engines (CI ICE).
FL-0338 | SAKE PROSPECT DRILLING PROJECT | BHP BILLITON PETROLEUM, INC. |  | FL |  | USA |  |  |  | 4 | OT005 | EPA REGION IV | MS. KATY R. FORNEY | (404) 562-9130 | forney.kathleen@epa.gov |  | OCS-EPA-R4008 | 1381 | 211111 | NA | 03/10/2011 &nbsp;ACT | 05/30/2012 &nbsp;ACT | 2014-02-28 | 2016-05-04 | A | http://www.regulations.gov/#!documentDetail;D=EPA-R04-OAR-2012-0239-0037 | The facility consists of a mobile offshore drilling unit (MODU) using either the Transocean ultra-deepwater C.R. Luigs or the Transocean semisubmersible DD1 to conduct exploratory oil and natural gas drilling in lease blocks within the DeSoto Canyon area of the Gulf of Mexico. | The United States Environmental Protection Agency (EPA) issued this permit pursuant to section 328 of the CAA, 42 U.S.C. Â§ 7627, and the implementing OCS Air Regulations at 40 CFR part 55, which incorporate by reference the PSD Regulations at 40 CFR Â§ 52.21 and the title V Operating Permit Program at 40 CFR part 71. This permit is based upon application materials submitted to EPA by BHP Billiton Petroleum, Inc. (BHPB), dated October 14, 2010, February 9, 2011, September 30, 2011, October 14, 2011, December 21, 2011, January 18, 2012, supplemental submittals in the administrative record for this permit action, and upon the technical analysis performed by EPA. | Main Propulsion Engines - Development Driller 1 | 17.11 | Diesel | 0 |  | Development Driller 1 has eight identical 2002 Caterpillar Model 3612-DITA, 5096 hp diesel electric engines. | Carbon Dioxide Equivalent (CO2e) | Unspecified | (Greenhouse Gasses (GHG)) | CO2e | B | Use of good combustion practices based on the current manufacturerâ€™s specifications for these engines, and additional enhanced work practice standards including an engine performance management system, positive crankcase ventilation, turbocharger with aftercooler, and high pressure fuel injection with aftercooler. | 829 | G/KW-H | 24-HOUR ROLLING | BACT-PSD | OPERATING PERMIT | U | 0 | U | 0 |  |  | 0 |  |  | 0 | 0 | N
FL-0338 | SAKE PROSPECT DRILLING PROJECT | BHP BILLITON PETROLEUM, INC. |  | FL |  | USA |  |  |  | 4 | OT005 | EPA REGION IV | MS. KATY R. FORNEY | (404) 562-9130 | forney.kathleen@epa.gov |  | OCS-EPA-R4008 | 1381 | 211111 | NA | 03/10/2011 &nbsp;ACT | 05/30/2012 &nbsp;ACT | 2014-02-28 | 2016-05-04 | A | http://www.regulations.gov/#!documentDetail;D=EPA-R04-OAR-2012-0239-0037 | The facility consists of a mobile offshore drilling unit (MODU) using either the Transocean ultra-deepwater C.R. Luigs or the Transocean semisubmersible DD1 to conduct exploratory oil and natural gas drilling in lease blocks within the DeSoto Canyon area of the Gulf of Mexico. | The United States Environmental Protection Agency (EPA) issued this permit pursuant to section 328 of the CAA, 42 U.S.C. Â§ 7627, and the implementing OCS Air Regulations at 40 CFR part 55, which incorporate by reference the PSD Regulations at 40 CFR Â§ 52.21 and the title V Operating Permit Program at 40 CFR part 71. This permit is based upon application materials submitted to EPA by BHP Billiton Petroleum, Inc. (BHPB), dated October 14, 2010, February 9, 2011, September 30, 2011, October 14, 2011, December 21, 2011, January 18, 2012, supplemental submittals in the administrative record for this permit action, and upon the technical analysis performed by EPA. | Main Propulsion Engines - C.R. Luigs | 17.11 | Diesel | 5875 | hp | C.R. Luigs has 8 identical MAN B&W 9L32/40-47 5,875 hp diesel electric engines. | Carbon Dioxide Equivalent (CO2e) | Unspecified | (Greenhouse Gasses (GHG)) | CO2e | B | Use of good combustion practices based on the current manufacturerâ€™s specifications for these engines, and additional enhanced work practice standards including an engine performance management system and the Diesel Engines with Turbochargers measurement system, positive crankcase ventilation, turbocharger and aftercooler, and high pressure fuel injection with aftercooler. | 705 | G/KW-H | 24-HOUR ROLLING | BACT-PSD | OPERATING PERMIT | U | 0 | U | 0 |  |  | 0 |  |  | 0 | 0 | N
FL-0338 | SAKE PROSPECT DRILLING PROJECT | BHP BILLITON PETROLEUM, INC. |  | FL |  | USA |  |  |  | 4 | OT005 | EPA REGION IV | MS. KATY R. FORNEY | (404) 562-9130 | forney.kathleen@epa.gov |  | OCS-EPA-R4008 | 1381 | 211111 | NA | 03/10/2011 &nbsp;ACT | 05/30/2012 &nbsp;ACT | 2014-02-28 | 2016-05-04 | A | http://www.regulations.gov/#!documentDetail;D=EPA-R04-OAR-2012-0239-0037 | The facility consists of a mobile offshore drilling unit (MODU) using either the Transocean ultra-deepwater C.R. Luigs or the Transocean semisubmersible DD1 to conduct exploratory oil and natural gas drilling in lease blocks within the DeSoto Canyon area of the Gulf of Mexico. | The United States Environmental Protection Agency (EPA) issued this permit pursuant to section 328 of the CAA, 42 U.S.C. Â§ 7627, and the implementing OCS Air Regulations at 40 CFR part 55, which incorporate by reference the PSD Regulations at 40 CFR Â§ 52.21 and the title V Operating Permit Program at 40 CFR part 71. This permit is based upon application materials submitted to EPA by BHP Billiton Petroleum, Inc. (BHPB), dated October 14, 2010, February 9, 2011, September 30, 2011, October 14, 2011, December 21, 2011, January 18, 2012, supplemental submittals in the administrative record for this permit action, and upon the technical analysis performed by EPA. | Fast Rescue Craft Diesel Engine - C.R. Luigs | 17.11 | diesel | 142 | hp | Use of good combustion practices based on the current manufacturerâ€™s specifications for these engines, use of low sulfur diesel fuel and turbocharger | Carbon Dioxide Equivalent (CO2e) | Unspecified | (Greenhouse Gasses (GHG)) | CO2e | P | Use of good combustion practices based on the current manufacturerâ€™s specifications for these engines and use of low sulfur diesel fuel | 0 |  |  | BACT-PSD | OPERATING PERMIT | U | 0 | U | 0 |  |  | 0 |  |  | 0 | 0 | N
FL-0338 | SAKE PROSPECT DRILLING PROJECT | BHP BILLITON PETROLEUM, INC. |  | FL |  | USA |  |  |  | 4 | OT005 | EPA REGION IV | MS. KATY R. FORNEY | (404) 562-9130 | forney.kathleen@epa.gov |  | OCS-EPA-R4008 | 1381 | 211111 | NA | 03/10/2011 &nbsp;ACT | 05/30/2012 &nbsp;ACT | 2014-02-28 | 2016-05-04 | A | http://www.regulations.gov/#!documentDetail;D=EPA-R04-OAR-2012-0239-0037 | The facility consists of a mobile offshore drilling unit (MODU) using either the Transocean ultra-deepwater C.R. Luigs or the Transocean semisubmersible DD1 to conduct exploratory oil and natural gas drilling in lease blocks within the DeSoto Canyon area of the Gulf of Mexico. | The United States Environmental Protection Agency (EPA) issued this permit pursuant to section 328 of the CAA, 42 U.S.C. Â§ 7627, and the implementing OCS Air Regulations at 40 CFR part 55, which incorporate by reference the PSD Regulations at 40 CFR Â§ 52.21 and the title V Operating Permit Program at 40 CFR part 71. This permit is based upon application materials submitted to EPA by BHP Billiton Petroleum, Inc. (BHPB), dated October 14, 2010, February 9, 2011, September 30, 2011, October 14, 2011, December 21, 2011, January 18, 2012, supplemental submittals in the administrative record for this permit action, and upon the technical analysis performed by EPA. | Emergency Generator Diesel Engine - Development Driller 1 | 17.11 | Diesel | 2229 | hp |  | Carbon Dioxide Equivalent (CO2e) | Unspecified | (Greenhouse Gasses (GHG)) | CO2e | B | Use of good combustion practices based on the current manufacturerâ€™s specifications for these engines, use of low sulfur diesel fuel, positive crankcase ventilation, turbocharger with aftercooler, high pressure fuel injection with aftercooler | 77.84 | T/12MO ROLLING TOTAL | TONS PER YEAR 12 MONTH ROLLING TOTAL | BACT-PSD | OPERATING PERMIT | U | 0 | U | 0 |  |  | 0 |  |  | 0 | 0 | N
FL-0338 | SAKE PROSPECT DRILLING PROJECT | BHP BILLITON PETROLEUM, INC. |  | FL |  | USA |  |  |  | 4 | OT005 | EPA REGION IV | MS. KATY R. FORNEY | (404) 562-9130 | forney.kathleen@epa.gov |  | OCS-EPA-R4008 | 1381 | 211111 | NA | 03/10/2011 &nbsp;ACT | 05/30/2012 &nbsp;ACT | 2014-02-28 | 2016-05-04 | A | http://www.regulations.gov/#!documentDetail;D=EPA-R04-OAR-2012-0239-0037 | The facility consists of a mobile offshore drilling unit (MODU) using either the Transocean ultra-deepwater C.R. Luigs or the Transocean semisubmersible DD1 to conduct exploratory oil and natural gas drilling in lease blocks within the DeSoto Canyon area of the Gulf of Mexico. | The United States Environmental Protection Agency (EPA) issued this permit pursuant to section 328 of the CAA, 42 U.S.C. Â§ 7627, and the implementing OCS Air Regulations at 40 CFR part 55, which incorporate by reference the PSD Regulations at 40 CFR Â§ 52.21 and the title V Operating Permit Program at 40 CFR part 71. This permit is based upon application materials submitted to EPA by BHP Billiton Petroleum, Inc. (BHPB), dated October 14, 2010, February 9, 2011, September 30, 2011, October 14, 2011, December 21, 2011, January 18, 2012, supplemental submittals in the administrative record for this permit action, and upon the technical analysis performed by EPA. | Emergency Generator Diesel Engine - C.R. Luigs | 17.11 | diesel | 2064 | hp | Caterpillar D3516A 1998 | Carbon Dioxide Equivalent (CO2e) | Unspecified | (Greenhouse Gasses (GHG)) | CO2e | B | Use of good combustion practices based on the current manufacturerâ€™s specifications for these engines, use of low sulfur diesel fuel, positive crankcase ventilation, turbocharger with aftercooler, high pressure fuel injection with aftercooler | 72.06 | T/12MO ROLLING TOTAL | TONS PER YEAR 12 MONTH ROLLING TOTAL | BACT-PSD | OPERATING PERMIT | U | 0 | U | 0 |  |  | 0 |  |  | 0 | 0 | N
FL-0347 | ANADARKO PETROLEUM CORPORATION - EGOM | ANADARKO PETROLEUM CORPORATION |  | FL |  | USA |  |  |  | 4 | OT005 | EPA REGION IV | MS. KATY R. FORNEY | (404) 562-9130 | forney.kathleen@epa.gov |  | OCS-EPA-R4015 | 1381 | 211111 | NA | 08/12/2013 &nbsp;ACT | 09/16/2014 &nbsp;ACT | 2015-09-21 | 2016-07-06 | A | http://www.regulations.gov/contentStreamer?documentId=EPA-R04-OAR-2014-0487-0069&disposition=attachment&contentType=pdf | The facility consists of a mobile offshore drilling unit using the Transocean Discoverer Spirit and associated support vessels. The drilling sites are located east of longitude 87.5, west of the Military Mission Line (86Â°41' west longitude), at least 100 miles from the Louisiana shoreline, and at least 125 miles from the Florida shoreline. | The United States Environmental Protection Agency (EPA) issued this permit pursuant to section 328 of the CAA, 42 U.S.C. Â§ 7627, and the implementing OCS Air Regulations at 40 CFR part 55, which incorporate by reference the PSD regulations at 40 CFR Â§ 52.21 and the title V Operating Permit Program regulations at 40 CFR part 71. This permit is based upon application materials submitted to EPA by Anadarko Petroleum Corporation (Anadarko) dated December 26, 2012, March 27,2013, April 26,2013, May 3, 2013, and July 2, 2013; supplemental submittals and information in the administrative record for this permit action; and upon the technical analysis performed by EPA. | Source Wide Emissions | 17.11 | Diesel | 0 |  |  | Carbon Dioxide Equivalent (CO2e) | Other - Mass Balance | (Greenhouse Gasses (GHG)) | CO2e | B | good combustion practices based on the most recent manufacturer's specifications issued for engines and with turbocharger, aftercooler, and high injection pressure where applicable | 74571 | TONS | PER YEAR ON A 12-MONTH ROLLING TOTAL | BACT-PSD | OPERATING PERMIT | U | 0 | U | 0 |  |  | 0 |  |  | 0 | 0 | N
IA-0105 | IOWA FERTILIZER COMPANY | IOWA FERTILIZER COMPANY | LEE | IA | 52658 | USA | DAVE PEARSON | (319) 246-2308 | DAVE.PEARSON@IOWAFERTILIZERS.COM | 7 | IA001 | IOWA DEPARTMENT OF NATURAL RESOURCES AIR QUALITY | MR. GARY SMITH | (515) 725-9563 | GARY.SMITH@DNR.IOWA.GOV | CHRISTOPHER A. ROLING, PE ENVIRONMENTAL ENGINEER SENIOR (515) 725-9557 CHRIS.ROLING@DNR.IOWA.GOV | 12-219 | 2873 | 325311 | 110054890392 | 08/03/2012 &nbsp;ACT | 10/26/2012 &nbsp;ACT | 2012-11-01 | 2013-08-13 | A | https://aqbweb.iowadnr.gov/airpermit/eepsdpermit.jsp ,https://aqbweb.iowadnr.gov/airpermit/eepsdpermit.jsp ,https://aqbweb.iowadnr.gov/airpermit/eepsdpermit.jsp ,https://aqbweb.iowadnr.gov/airpermit/eepsdpermit.jsp ,https://aqbweb.iowadnr.gov/airpermit/eepsdpermit.jsp ,https://aqbweb.iowadnr.gov/airpermit/eepsdpermit.jsp ,https://aqbweb.iowadnr.gov/airpermit/eepsdpermit.jsp ,https://aqbweb.iowadnr.gov/airpermit/eepsdpermit.jsp | NITROGENEOUS FERTILIZER MANUFACTURING | THE PROJECT WAS AMENDED ON 3/13/14 DUE TO SOME DESIGN CHANGES WHICH INCLUDED ADDITIONAL EMISSION UNITS/POINTS. THE NEW PROJECT IS UNDER PROJECT NUMBER/PERMIT NUMBER 13-355 | Emergency Generator | 17.11 | diesel fuel | 142 | GAL/H | rated @ 2,000 KW | Carbon Dioxide Equivalent (CO2e) | Other - recordkeeping | (Greenhouse Gasses (GHG)) | CO2e | P | good combustion practices | 788.5 | TONS/YR | ROLLING 12 MONTH TOTAL | BACT-PSD |  | U | 0 | U | 0 |  |  | 0 |  |  | 0 | 0 | N
IA-0106 | CF INDUSTRIES NITROGEN, LLC - PORT NEAL NITROGEN COMPLEX | CF INDUSTRIES NITROGEN, LLC | WOODBURY | IA | 51054 | USA | MIKE MAAS | 712-233-6222 | MMAAS@CFINDUSTRIES.COM | 7 | IA001 | IOWA DEPARTMENT OF NATURAL RESOURCES AIR QUALITY | MR. GARY SMITH | (515) 725-9563 | GARY.SMITH@DNR.IOWA.GOV | Christopher A. Roling, PE Environmental Engineer Senior Iowa DNR - Air Quality Bureau 7900 Hickman Rd, Suite 1 Windsor Heights, IA 50324 (515) 242-6002 chris.roling@dnr.iowa.gov | PN 13-037 | 2873 | 325311 | 110000414089 | 02/01/2013 &nbsp;ACT | 07/12/2013 &nbsp;ACT | 2013-07-16 | 2016-05-04 | B |  | Nitrogenous fertilizer manufacturing including ammonia, urea, and urea-ammonium nitrate (UAN) solutions. |  | Emergency Generators | 17.11 | diesel fuel | 180 | GAL/H | There are two (2) identically sized generators. | Carbon Dioxide Equivalent (CO2e) | Other - calculation based on mass emissions and GWP | (Greenhouse Gasses (GHG)) | CO2e | P | good combustion practices | 509 | TONS/YR | ROLLING TWELVE (12) MONTH TOTAL | BACT-PSD |  | U | 0 | U | 0 |  |  | 0 |  |  | 0 | 0 | N
IL-0114 | CRONUS CHEMICALS, LLC | CRONUS CHEMICALS, LLC | DOUGLAS | IL | 60601 | USA | ERZIN ATAC | 312-863-8638 | ERZIN.ATAC@CRONUCHEM.COM | 5 | IL001 | ILLINOIS EPA, BUREAU OF AIR | MR. RAY PILAPIL | (217) 782-2113 | ray.pilapil@illinois.gov | Permit Writer: Bob Smet 217-785-9250 robert.smet@illinois.gov | 13060007 | 2873 | 325311 | 110055568522 | 02/14/2014 &nbsp;ACT | 09/05/2014 &nbsp;ACT | 2014-12-24 | 2016-05-05 | A | http://yosemite.epa.gov/r5/in_permt.nsf/6f1ebc583aad45448625763f0053e08e/02fa71769b748f8886257da2004e4f4f!OpenDocument | Plant will produce urea and ammonia, but ammonia production will be limited to a maximum of 3 months of the year (4,880 tpd urea and 2,789 tpd ammonia). |  | Emergency Generator | 17.11 | distillate fuel oil | 3755 | HP |  | Carbon Dioxide Equivalent (CO2e) | Unspecified | (Greenhouse Gasses (GHG)) | CO2e | P | Tier IV standards for non-road engines at 40 CFR 1039.102, Table 7. | 432 | TPY |  | BACT-PSD |  | U | 0 | U | 0 |  |  | 0 |  |  | 0 | 0 | N
IN-0158 | ST. JOSEPH ENEGRY CENTER, LLC | ST. JOSEPH ENERGY CENTER, LLC | ST. JOSEPH | IN | 46552 | USA | MR. WILLARD LADD | 9144682404 |  | 5 | IN001 | INDIANA DEPT OF ENV MGMT, OFC OF AIR | MR. MATT STUCKEY | (317) 233-0203 | mstuckey@idem.in.gov | PERMIT WRITER: JOSIAH BALOGUN 317-234-5257 JBALOGUN@IDEM.IN.GOV SECTION CHIEF: MATT STUCKEY 317-233-0203 MSTUCKEY@IDEM.IN.GOV | 141-31003-00579 | 4911 | 221112 | 110054881963 | 10/03/2011 &nbsp;ACT | 12/03/2012 &nbsp;ACT | 2013-08-15 | 2016-05-04 | A | HTTP://PERMITS.AIR.IDEM.IN.GOV/31003F.PDF | STATIONARY ELECTRIC UTILITY GENERATING STATION |  | TWO (2) EMERGENCY DIESEL GENERATORS | 17.11 | DIESEL | 1006 | HP EACH | THE TWO INTERNAL COMBUSTION ENGINES, IDENTIFIED AS EG01 AND EG02, EXHAUST THROUGH TWO (2) VENTS. | Carbon Dioxide Equivalent (CO2e) | Unspecified | (Greenhouse Gasses (GHG)) | CO2e | P | GOOD ENGINEERING DESIGN AND FUEL EFFICIENT DESIGN | 1186 | TONS | 12 CONSECUTIVE MONTH PERIOD | BACT-PSD |  | U | 0 | U | 0 |  |  | 0 |  |  | 0 | 0 | N |  | LIMIT ONE: COMPLIANCE DETERMINED AT THE END OF THE MONTH: LIMIT COMBINED FOR THREE GENERATORS (EG01, EG02, AND EG03)
IN-0158 | ST. JOSEPH ENEGRY CENTER, LLC | ST. JOSEPH ENERGY CENTER, LLC | ST. JOSEPH | IN | 46552 | USA | MR. WILLARD LADD | 9144682404 |  | 5 | IN001 | INDIANA DEPT OF ENV MGMT, OFC OF AIR | MR. MATT STUCKEY | (317) 233-0203 | mstuckey@idem.in.gov | PERMIT WRITER: JOSIAH BALOGUN 317-234-5257 JBALOGUN@IDEM.IN.GOV SECTION CHIEF: MATT STUCKEY 317-233-0203 MSTUCKEY@IDEM.IN.GOV | 141-31003-00579 | 4911 | 221112 | 110054881963 | 10/03/2011 &nbsp;ACT | 12/03/2012 &nbsp;ACT | 2013-08-15 | 2016-05-04 | A | HTTP://PERMITS.AIR.IDEM.IN.GOV/31003F.PDF | STATIONARY ELECTRIC UTILITY GENERATING STATION |  | EMERGENCY DIESEL GENERATOR | 17.11 | DIESEL | 2012 | HP | THIS ONE (1) INTERNAL COMBUSTION ENGINE, IDENTIFIED AS EG03, EXHAUSTS THROUGH ONE (1) VENT. | Carbon Dioxide Equivalent (CO2e) | Unspecified | (Greenhouse Gasses (GHG)) | CO2e | P | GOOD ENGINEERING DESIGN AND FUEL EFFICIENT DESIGN POST COMBUSTION CARBON CAPTURE | 1186 | TONS | 12 CONSECUTIVE MONTH PERIOD | BACT-PSD |  |  | 0 |  | 500 | HOURS OF OPERATION | YEARLY | 0 |  |  | 0 | 0 | N |  | LIMIT ONE: COMPLIANCE DETERMINED AT THE END OF THE MONTH. LIMIT COMBINED FOR THREE GENERATORS (EG01, EG02, AND EG03)
IN-0185 | MAG PELLET LLC | MAG PELLET LLC | WHITE | IN | 47980 | USA | BARB MANSFIELD | 5742974227 |  | 5 | IN001 | INDIANA DEPT OF ENV MGMT, OFC OF AIR | MR. MATT STUCKEY | (317) 233-0203 | mstuckey@idem.in.gov | JULIE ALEXANDER JUALEXAN@IDEM.IN.GOV (317) 233-1782 JENNY ACKER JLACKER@IDEM.IN.GOV 317-234-5285 | 181-33965-00054 | 1011 | 212210 | 110055584363 | 12/09/2013 &nbsp;ACT | 04/24/2014 &nbsp;ACT | 2014-08-12 | 2016-05-13 | D | HTTP://PERMITS.AIR.IDEM.IN.GOV/33965F.PDF | A STATIONARY IRON ORE CONCENTRATE PELLETIZING PLANT |  | DIESEL FIRE PUMP | 17.11 | DIESEL | 300 | HP |  | Carbon Dioxide Equivalent (CO2e) | Unspecified | (Greenhouse Gasses (GHG)) | CO2e | N |  | 31.11 | CO2E |  | BACT-PSD |  |  | 0 |  | 500 | H |  | 0 |  |  | 0 | 0 | N |  | USE OF GOOD COMBUSTION PRACTICES
LA-0288 | LAKE CHARLES CHEMICAL COMPLEX | SASOL CHEMICALS (USA) LLC | CALCASIEU | LA | 70669 | USA | ERIC RODRIGUEZ | (281) 588-3761 | ERIC.RODRIGUEZ@US.SASOL.COM | 6 | LA001 | LOUISIANA DEPARTMENT OF ENV QUALITY | MR. BRYAN D. JOHNSTON | (225)219-3450 | BRYAN.JOHNSTON@LA.GOV |  | PSD-LA-778 | 2869 | 325110 | 110017418061 | 05/02/2013 &nbsp;ACT | 05/23/2014 &nbsp;ACT | 2016-07-22 | 2016-09-14 | A |  |  | Complete application date = date of administrative completeness This RBLC entry addresses the Power Unit of the Gas-to-Liquids (GTL) Project. It also addresses the Emergency Diesel Generators in the LAB-2, HPU, ASU, and GTL Units, as the engines are identical. GTL will utilize natural gas as a feedstock to produce fuel-grade hydrocarbon products, including liquefied petroleum gas (LPG), naphtha, paraffins, diesel, wax products, and base oil products. In the GTL process, natural gas will first be reformed into a synthesis gas; the synthesis gas will then be converted into liquid hydrocarbons via a Fischer-Tropsch reaction. The Fisher-Tropsch synthesis is followed by treatment and extraction units and product work-up units which produce the desired products. | Emergency Diesel Generators (EQT 629, 639, 838, 966, &amp; 1264) | 17.11 |  | 2682 | HP |  | Carbon Dioxide Equivalent (CO2e) | Unspecified | (Greenhouse Gasses (GHG)) | CO2e | P | Comply with 40 CFR 60 Subpart IIII; operate the engine in accordance with the engine manufacturerâ€™s instructions and/or written procedures designed to maximize combustion efficiency and minimize fuel usage. | 56 | TPY | ANNUAL MAXIMUM | BACT-PSD |  | U | 0 | U | 0 |  |  | 0 |  |  | 0 | 0 | N |  | BACT is determined to be compliance with the limitations imposed by 40 CFR 60 Subpart IIII and its associated monitoring, recordkeeping, and reporting requirements; and operating the engine in accordance with the engine manufacturerâ€™s instructions and/or written procedures (consistent with safe operation) designed to maximize combustion efficiency and minimize fuel usage.
LA-0292 | HOLBROOK COMPRESSOR STATION | CAMERON INTERSTATE PIPELINE LLC | CALCASIEU | LA | 70000 | USA | HUGH BERGLUND | (713) 774-4411 | HBERGLUND@SEMPRAPIPELINES.COM | 6 | LA001 | LOUISIANA DEPARTMENT OF ENV QUALITY | MR. BRYAN D. JOHNSTON | (225)219-3450 | BRYAN.JOHNSTON@LA.GOV | Permit writer: Dawei Pan, (225) 219-3413 or dawei.pan@la.gov | PSD-LA-769(M-1) | 4922 | 486210 | 110058896388 | 09/15/2015 &nbsp;ACT | 01/22/2016 &nbsp;ACT | 2016-08-04 | 2016-09-19 | A |  | Natural gas compressor station supporting the Cameron LNG Facility in Hackberry, Cameron Parish, Louisiana | Complete application date = date of administrative completeness | Emergency Generators No. 1 &amp; No. 2 | 17.11 | Diesel | 1341 | HP |  | Carbon Dioxide Equivalent (CO2e) | Unspecified | (Greenhouse Gasses (GHG)) | CO2e | N |  | 77 | TPY | ANNUAL MAXIMUM | BACT-PSD | OPERATING PERMIT | U | 0 | U | 0 |  |  | 0 |  |  | 0 | 0 | N |  | BACT is to limit annual CO2e emissions to 77 TPY per emergency generator.
LA-0296 | LAKE CHARLES CHEMICAL COMPLEX LDPE UNIT | SASOL CHEMICALS (USA) LLC | CALCASIEU | LA | 70669 | USA | ERIC RODRIGUEZ | (281) 588-3761 | ERIC.RODRIGUEZ@US.SASOL.COM | 6 | LA001 | LOUISIANA DEPARTMENT OF ENV QUALITY | MR. BRYAN D. JOHNSTON | (225)219-3450 | BRYAN.JOHNSTON@LA.GOV |  | PSD-LA-779 | 2821 | 325211 | 110017418061 | 05/02/2013 &nbsp;ACT | 05/23/2014 &nbsp;ACT | 2016-09-12 | 2017-04-28 | B |  | The Low Density Polyethylene (LDPE) Unit will produce LDPE by the high pressure polymerization of ethylene. | Complete application date = date of administrative completeness This RBLC entry addresses the Low Density Polyethylene (LDPE) Unit of the Lake Charles Cracker Project (LCCP). This entry also addresses the Emergency Diesel Generators associated with the entire LCCP, as all of the permitted units are identical. | Emergency Diesel Generators (EQTs 622, 671, 773, 850, 994, 995, 996, 1033, 1077, 1105, &amp; 1202) | 17.11 | Diesel | 2682 | HP | Non-emergency use is limited to 100 hours per year. | Carbon Dioxide Equivalent (CO2e) | Unspecified | (Greenhouse Gasses (GHG)) | CO2e | P | Compliance with 40 CFR 60 Subpart IIII; operating the engine in accordance with the engine manufacturerâ€™s instructions and/or written procedures (consistent with safe operation) designed to maximize combustion efficiency and minimize fuel usage. | 56 | TPY | ANNUAL MAXIMUM | BACT-PSD | OPERATING PERMIT | U | 0 | U | 0 |  |  | 0 |  |  | 0 | 0 | N |  | BACT is determined to be compliance with the limitations imposed by 40 CFR 60 Subpart IIII and its associated monitoring, recordkeeping, and reporting requirements; and operating the engine in accordance with the engine manufacturerâ€™s instructions and/or written procedures (consistent with safe operation) designed to maximize combustion efficiency and minimize fuel usage. The CO2e limits are based on a CH4 global warming potential (GWP) of 21 and a N2O GWP of 310. In the event any GWP is revised, the CO2e limits shall be revised accordingly without the need to modify the permit.
LA-0305 | LAKE CHARLES METHANOL FACILITY | LAKE CHARLES METHANOL, LLC | CALCASIEU PARISH | LA | 70669 | USA | JOHN MCDANIEL | 318-308-0322 | JMCDANIEL@LAKECHARLESMETHANOL.COM | 6 | LA001 | LOUISIANA DEPARTMENT OF ENV QUALITY | MR. BRYAN D. JOHNSTON | (225)219-3450 | BRYAN.JOHNSTON@LA.GOV | Dan Nguyen - (225)219-3395 | PSD-LA-803(M1) | 2869 | 325199 | 110067180366 | 06/16/2016 &nbsp;ACT | 06/30/2016 &nbsp;ACT | 2017-03-07 | 2017-04-28 | A |  | Proposed facility to produce methanol, H2, H2SO4, CO2, Argon and electricity from Pet Coke | PSD-LA-803 was issued 2/24/2016. The facility has not commence construction when Permit PSD-LA-803(M1) was issued. | Diesel Engines (Emergency) | 17.11 | Diesel | 4023 | hp |  | Carbon Dioxide Equivalent (CO2e) | Unspecified | (Greenhouse Gasses (GHG)) | CO2e | P | Complying with 40 CFR 60 Subpart IIII | 0 |  |  | BACT-PSD |  | U | 0 | U | 0 |  |  | 0 |  |  | 0 | 0 | N
LA-0307 | MAGNOLIA LNG FACILITY | MAGNOLIA LNG, LLC | CALCASIEU | LA | 70669 | USA | KOMI HASSAN | 713-815-6900 | KHASSAN@MAGNOLIALNG.COM | 6 | LA001 | LOUISIANA DEPARTMENT OF ENV QUALITY | MR. BRYAN D. JOHNSTON | (225)219-3450 | BRYAN.JOHNSTON@LA.GOV | Permit writer: Dan Nguyen - (225)219-3395 | PSD-LA-792 | 4922 | 221210 | 110069422958 | 11/15/2015 &nbsp;ACT | 03/21/2016 &nbsp;ACT | 2017-03-08 | 2017-04-28 | A |  | A new facility to liquefy 8.0 million metric tons per year of natural gas |  | Diesel Engines | 17.11 | Diesel | 0 |  | Water Pumps (2 units) = 355 hp Tank Deluge Pumps (2 units) = 800 hp Generator = 1340 hp | Carbon Dioxide Equivalent (CO2e) | Unspecified | (Greenhouse Gasses (GHG)) | CO2e | P | good combustion/operating/maintenance practices | 0 |  |  | BACT-PSD |  | U | 0 | U | 0 |  |  | 0 |  |  | 0 | 0 | N
LA-0309 | BENTELER STEEL TUBE FACILITY | BENTELER STEEL / TUBE MANUFACTURING CORPORATION | CADDO | LA | 71115 | USA | MYRNA PACHECO PONCE DE LEON | 318-216-4206 | MYRNA.PACHECO@BENTELER.COM | 6 | LA001 | LOUISIANA DEPARTMENT OF ENV QUALITY | MR. BRYAN D. JOHNSTON | (225)219-3450 | BRYAN.JOHNSTON@LA.GOV | Permit Writer: Dan Nguyen - 225-219-3395 | PSD-LA-774(M1) | 3312 | 331111 | 110055592318 | 02/09/2015 &nbsp;ACT | 06/04/2015 &nbsp;ACT | 2017-03-09 | 2017-04-28 | A |  | A facility to produce 600,000 metric tons per year of seamless steel pipe from purchased billets. A steel production facility (including an electric arc furnace (EAF)) was added. | Permit PSD-LA-774 was issued on May 17, 2013 for the construction of the hot rolling mill. An EAF was authorized this time. | Emergency Generator Engines | 17.11 | Diesel | 2922 | hp (each) |  | Carbon Dioxide Equivalent (CO2e) | Unspecified | (Greenhouse Gasses (GHG)) | CO2e | N |  | 0 |  |  | BACT-PSD |  | U | 0 | U | 0 |  |  | 0 |  |  | 0 | 0 | N
LA-0313 | ST. CHARLES POWER STATION | ENTERGY LOUISIANA, LLC | ST. CHARLES | LA | 70068 | USA |  |  |  | 6 | LA001 | LOUISIANA DEPARTMENT OF ENV QUALITY | MR. BRYAN D. JOHNSTON | (225)219-3450 | BRYAN.JOHNSTON@LA.GOV |  | PSD-LA-804 | 4911 | 221112 | Not Found | 06/29/2015 &nbsp;ACT | 08/31/2016 &nbsp;ACT | 2017-03-13 | 2017-04-28 | A |  | The St. Charles Power Station (SCPS) is a new electric power generating facility consisting of two (2) natural gas-fired combined cycle gas turbines, each with a heat recovery stem generator unit equipped with duct burners, and one (1) steam generator turbine. The SCPS will will have a predicted net nominal output of 980 MW at ISO conditions with supplemental duct firing. |  | SCPS Emergency Diesel Generator 1 | 17.11 | Diesel | 2584 | HP |  | Carbon Dioxide Equivalent (CO2e) | Unspecified | (Greenhouse Gasses (GHG)) | CO2e | P | Good combustion practices | 0 |  |  | BACT-PSD | OPERATING PERMIT | U | 0 | U | 0 |  |  | 0 |  |  | 0 | 0 | N |  | BACT Limit = 526.39 G/BHP-HR
LA-0316 | CAMERON LNG FACILITY | CAMERON LNG LLC | CAMERON | LA | 70645 | USA | CLAYTON MILLER | 337-680-4531 | CMILLER@CAMERONLNG.COM | 6 | LA001 | LOUISIANA DEPARTMENT OF ENV QUALITY | MR. BRYAN D. JOHNSTON | (225)219-3450 | BRYAN.JOHNSTON@LA.GOV | permit writer: dan nguyen (225)219-3395 | PSD-LA-766(M3) | 4922 | 221210 | 110029511883 | 12/12/2016 &nbsp;ACT | 02/17/2017 &nbsp;ACT | 2017-03-14 | 2017-04-28 | B |  | a facility to liquefy natural gas for export (5 trains) | Permit PSD-LA-766, dated 10/1/13 for liquefaction trains 1,2, and 3 Permit PSD-LA-766(M1), dated 6/26/14, for minor changes; Permit PSD-LA-766(M2), dated 3/3/16, for train 4 and 5 | emergency generator engines (6 units) | 17.11 | diesel | 3353 | hp |  | Carbon Dioxide Equivalent (CO2e) | Unspecified | (Greenhouse Gasses (GHG)) | CO2e | P | good combustion practices | 0 |  |  | BACT-PSD |  | U | 0 | U | 0 |  |  | 0 |  |  | 0 | 0 | N
LA-0317 | METHANEX - GEISMAR METHANOL PLANT | METHANEX USA, LLC | ASCENSION | LA | 70734 | USA | GLYNN FONTENOT | 225-402-0301 | GFONTENOT@METHANEX.COM | 6 | LA001 | LOUISIANA DEPARTMENT OF ENV QUALITY | MR. BRYAN D. JOHNSTON | (225)219-3450 | BRYAN.JOHNSTON@LA.GOV | permit writer: Dr. Qingming Zhang (225)-219-3457 | PSD-LA-761(M4) | 2869 | 325199 | 110046528227 | 09/09/2016 &nbsp;ACT | 12/22/2016 &nbsp;ACT | 2017-03-15 | 2017-04-28 | A |  | methanol plant (Unit I and Unit II) to produce 6000 metric tons of methanol by steam reforming natural gas | psd-la-761, issued 11/07/12, for relocation Unit I (3000 mt/yr) from punta arenas (chile); psd-la-761(M1), issued 07/12/13, for relocation Unit II (3000 mt/yr); psd-la-761(M2) (issued 01/15/16), psd-la-761(M3) (issued 01/14/16), and psd-la-761(M4) (issued 12/22/16) are for miscellaneous reconciliation | Emergency Generator Engines (4 units) | 17.11 | Diesel | 0 |  | I-GDE-1201, II-GDE-1201 = 2346 hp I-GDE-1202 = 755 hp I-GDE-1203 = 1193 hp | Carbon Dioxide Equivalent (CO2e) | Unspecified | (Greenhouse Gasses (GHG)) | CO2e | P | complying with 40 CFR 60 Subpart IIII and 40 CFR 63 Subpart ZZZZ | 0 |  |  | BACT-PSD | NSPS , NESHAP | U | 0 | U | 0 |  |  | 0 |  |  | 0 | 0 | N
LA-0317 | METHANEX - GEISMAR METHANOL PLANT | METHANEX USA, LLC | ASCENSION | LA | 70734 | USA | GLYNN FONTENOT | 225-402-0301 | GFONTENOT@METHANEX.COM | 6 | LA001 | LOUISIANA DEPARTMENT OF ENV QUALITY | MR. BRYAN D. JOHNSTON | (225)219-3450 | BRYAN.JOHNSTON@LA.GOV | permit writer: Dr. Qingming Zhang (225)-219-3457 | PSD-LA-761(M4) | 2869 | 325199 | 110046528227 | 09/09/2016 &nbsp;ACT | 12/22/2016 &nbsp;ACT | 2017-03-15 | 2017-04-28 | A |  | methanol plant (Unit I and Unit II) to produce 6000 metric tons of methanol by steam reforming natural gas | psd-la-761, issued 11/07/12, for relocation Unit I (3000 mt/yr) from punta arenas (chile); psd-la-761(M1), issued 07/12/13, for relocation Unit II (3000 mt/yr); psd-la-761(M2) (issued 01/15/16), psd-la-761(M3) (issued 01/14/16), and psd-la-761(M4) (issued 12/22/16) are for miscellaneous reconciliation | Firewater pump Engines (4 units) | 17.11 | diesel | 896 | hp (each) |  | Carbon Dioxide Equivalent (CO2e) | Unspecified | (Greenhouse Gasses (GHG)) | CO2e | P | complying with 40 CFR 60 Subpart IIII and 40 CFR 63 Subpart ZZZZ | 0 |  |  | BACT-PSD | NSPS , NESHAP | U | 0 | U | 0 |  |  | 0 |  |  | 0 | 0 | N
LA-0323 | MONSANTO LULING PLANT | MONSANTO COMPANY | ST. CHARLES PARISH | LA | 70070 | USA | ENRIQUE WEHLEN | 9857858211 | ENRIGUE.WEHLEN@MONSANTO.COM | 6 | LA001 | LOUISIANA DEPARTMENT OF ENV QUALITY | MR. BRYAN D. JOHNSTON | (225)219-3450 | BRYAN.JOHNSTON@LA.GOV |  | PSD-LA-890 | 2879 | 325320 | 110067118274 | 09/21/2015 &nbsp;ACT | 01/09/2017 &nbsp;ACT | 2017-09-26 | 2018-05-11 | D | http://edms.deq.louisiana.gov/app/doc/view.aspx?doc=10460194&ob=yes | Chemical Manufacture | Dicamba Manufacturing Facility expansion project. | Fire Water Diesel Pump No. 3 Engine | 17.11 | Diesel Fuel | 600 | hp | Emergency engine with a limit of 100 hours/yr on operating hours for ready testing. | Carbon Dioxide Equivalent (CO2e) | Unspecified | (Greenhouse Gasses (GHG)) | CO2e | P | Proper operation and limits on hours operation for emergency engines and compliance with 40 CFR 60 Subpart IIII | 0 |  |  | BACT-PSD | NSPS | U | 0 | U | 0 |  |  | 0 |  |  | 0 | 0 | N
LA-0323 | MONSANTO LULING PLANT | MONSANTO COMPANY | ST. CHARLES PARISH | LA | 70070 | USA | ENRIQUE WEHLEN | 9857858211 | ENRIGUE.WEHLEN@MONSANTO.COM | 6 | LA001 | LOUISIANA DEPARTMENT OF ENV QUALITY | MR. BRYAN D. JOHNSTON | (225)219-3450 | BRYAN.JOHNSTON@LA.GOV |  | PSD-LA-890 | 2879 | 325320 | 110067118274 | 09/21/2015 &nbsp;ACT | 01/09/2017 &nbsp;ACT | 2017-09-26 | 2018-05-11 | D | http://edms.deq.louisiana.gov/app/doc/view.aspx?doc=10460194&ob=yes | Chemical Manufacture | Dicamba Manufacturing Facility expansion project. | Fire Water Diesel Pump No. 4 Engine | 17.11 | Diesel Fuel | 600 | hp | Emergency Engine limited to 100 hours/yr for ready tests | Carbon Dioxide Equivalent (CO2e) | Unspecified | (Greenhouse Gasses (GHG)) | CO2e | P | Proper operation and limits on hours of operation for emergency engines and compliance with 40 CFR 60 Subpart IIII | 0 |  |  | BACT-PSD | NSPS | U | 0 | U | 0 |  |  | 0 |  |  | 0 | 0 | N
MA-0039 | SALEM HARBOR STATION REDEVELOPMENT | FOOTPRINT POWER SALEM HARBOR DEVELOPMENT LP | ESSEX | MA | 1970 | USA | SCOTT SILVERSTEIN |  |  | 1 | MA001 | MASSACHUSETTS DEPT OF ENVIRONMENTAL PROTECTION | MR. MARC WOLMAN | (617)292-5515 | marc.wolman@state.ma.us. | Cosmo Buttaro MassDEP Northeast Regional Office 205B Lowell Street Wilmington, MA 01887 (978) 694-3281 Cosmo.Buttaro@State.MA.US | NE-12-022 | 4911 | 221112 | 110000310459 | 09/09/2013 &nbsp;ACT | 01/30/2014 &nbsp;ACT | 2014-09-26 | 2016-05-05 | A | http://www.mass.gov/eea/agencies/massdep/air/approvals/air-permits-and-approvals-issued-to-facilities.html | Footprint Power Salem Harbor Development LP (the Permittee) proposes to construct and operate a nominal 630 Megawatt (MW) natural gas fired, quick start (capable of producing 300 MW within 10 minutes of startup) combined cycle electric generating facility (the Facility) at Salem Harbor Station. With duct firing, the proposed Facility will be capable of generating an additional 62 MW, for a total of 692 MW. Emission units include two 315 MW (nominal) GE Model 107F Series 5 combustion turbine generators, each with dedicated heat recovery steam generator, duct burner and 31 MW (estimated) steam turbine generator, dispatchable independently of one another by ISO-NE; one 80 mmBtu/hr auxiliary boiler, one 750 kW emergency engine-generator, and one 371 bhp emergency engine-fire-pump. | separate PSD permit under delegated program, and CPA approval (including nonattainment major NSR for NOx as ozone precursor, and state minor NSR for other pollutants) other facility-wide emission limits (not listed in next section): GHG(CO2e): 2,279,530 TPY CO2: 2,277,333 TPY H2SO4: 19.0 TPY | Emergency Engine/Generator | 17.11 | ULSD | 7.4 | MMBTU/H | â‰¤ 300 hours of operation per 12-month rolling period S in ULSD: â‰¤0.0015% by weight | Carbon Dioxide Equivalent (CO2e) | Unspecified | (Greenhouse Gasses (GHG)) | CO2e | N |  | 162.85 | LB/MMBTU |  | BACT-PSD | SIP , OPERATING PERMIT | U | 0 | U | 0 |  |  | 0 |  |  | 0 | 0 | N
MI-0402 | SUMPTER POWER PLANT | WOLVERINE POWER SUPPLY COOPERATIVE INC. | WAYNE | MI | 48111 | USA | BRIAN WARNER | 231-775-5700 | BWARNER@WPSCI.COM | 5 | MI001 | MICHIGAN DEPT OF ENVIRONMENTAL QUALITY | MS. CINDY SMITH | (517)284-6802 | SMITHC17@MICHIGAN.GOV | Please contact permit engineer Julie Brunner at 517-373-7088 or brunnerj1@michigan.gov for questions related to this permit. Thank you. | 81-11 | 4911 | 221112 | 2616305315 | 05/27/2011 &nbsp;ACT | 11/17/2011 &nbsp;ACT | 2012-11-30 | 2016-05-04 | D |  | Utility--Natural gas fired combustion turbine | Other Facility Wide Pollutants not listed below: PM10 = 14.8 tpy PM2.5 = 14.8 tpy CO2e = 232,639 tpy | Diesel fuel-fired combustion engine (RICE) | 17.11 | Diesel | 732 | HP | Diesel fuel-fired engine for emergency. | Carbon Dioxide Equivalent (CO2e) | Unspecified | (Greenhouse Gasses (GHG)) | CO2e | P | Good combustion practices | 716.6 | LB/H | TEST | BACT-PSD | NSPS , NESHAP , OTHER | N | 0 | N | 0 |  |  | 0 |  |  | 0 | 0 | N |  | Top ranking option
MI-0406 | RENAISSANCE POWER LLC | LS POWER DEVELOPMENT LLC | MONTCALM | MI | 48811 | USA | BRADLEY COOLEY | 636-534-3268 | BCOOLEY@LSPOWER.COM | 5 | MI001 | MICHIGAN DEPT OF ENVIRONMENTAL QUALITY | MS. CINDY SMITH | (517)284-6802 | SMITHC17@MICHIGAN.GOV | Please contact the permit engineer, Melissa Byrnes, at 517-284-6790 or at BYRNESM@michigan.gov for technical questions regarding this permit. Thank you. | 51-13 | 4911 | 221112 | 2611705287 | 07/13/2013 &nbsp;ACT | 11/01/2013 &nbsp;ACT | 2014-03-19 | 2016-07-07 | C |  | For technical questions regarding this permit, please contact the permit engineer, Melissa Byrnes, at 517-284-6790. Thank you. | Other facility-wide pollutants not listed below (tpy): PM10=211.19+ PM2.5=205.24+ Lead=0.0027+ CO2e=5,398,441+ Sulfuric Acid Mist=5.67+ | FG-EMGEN7-8; Two (2) 1,000kW diesel-fueled emergency reciprocating internal combustion engines | 17.11 | Diesel | 1000 | kW | 1,000 kW (1,502 hp) each; hours restriction = 500 hours each per year. | Carbon Dioxide Equivalent (CO2e) | Unspecified | (Greenhouse Gasses (GHG)) | CO2e | P | Good combustion practices. | 1731.4 | T/YR | TEST PROTOCOL; BOTH UNITS COMBINED | BACT-PSD |  | N | 0 | N | 0 |  |  | 0 |  |  | 0 | 0 | N |  | The CO2e limit of 1731.4 tpy applies to both units combined.
MI-0421 | GRAYLING PARTICLEBOARD | ARAUCO NORTH AMERICA | CRAWFORD | MI | 49738 | USA | RICH WEBER | 803-431-2046 | RICH.WEBER@ARAUCO-NA.COM | 5 | MI001 | MICHIGAN DEPT OF ENVIRONMENTAL QUALITY | MS. CINDY SMITH | (517)284-6802 | SMITHC17@MICHIGAN.GOV | Please contact the permit engineer, Mr. Andrew Drury, at 517-284-6792 or at drurya@michigan.gov for technical questions related to the permit. Thank you. | 59-16 | 2493 | 321219 | Not Found | 06/30/2016 &nbsp;ACT | 08/26/2016 &nbsp;ACT | 2017-01-27 | 2017-07-20 | A |  | Particleboard manufacturing |  | Emergency Diesel Generator Engine (EUEMRGRICE in FGRICE) | 17.11 | Diesel | 500 | H/YR | One emergency diesel generator engine rated at 1600 kW (EUEMRGRICE in FGRICE). | Carbon Dioxide Equivalent (CO2e) | Unspecified | (Greenhouse Gasses (GHG)) | CO2e | P | Good combustion and design practices. | 223 | T/YR | BASED UPON A 12-MO ROLLING TIME PERIOD | BACT-PSD |  | N | 0 | N | 0 |  |  | 0 |  |  | 0 | 0 | N |  | The hours of operation are limited to 200 hours per year for the emergency generator engine. Based on the limited operation, add on control would not be cost effective.
MI-0421 | GRAYLING PARTICLEBOARD | ARAUCO NORTH AMERICA | CRAWFORD | MI | 49738 | USA | RICH WEBER | 803-431-2046 | RICH.WEBER@ARAUCO-NA.COM | 5 | MI001 | MICHIGAN DEPT OF ENVIRONMENTAL QUALITY | MS. CINDY SMITH | (517)284-6802 | SMITHC17@MICHIGAN.GOV | Please contact the permit engineer, Mr. Andrew Drury, at 517-284-6792 or at drurya@michigan.gov for technical questions related to the permit. Thank you. | 59-16 | 2493 | 321219 | Not Found | 06/30/2016 &nbsp;ACT | 08/26/2016 &nbsp;ACT | 2017-01-27 | 2017-07-20 | A |  | Particleboard manufacturing |  | Dieself fire pump engine (EUFIREPUMP in FGRICE) | 17.11 | Diesel | 500 | H/YR | One diesel fire pump engine rated at 400 KW (identified as EUFIREPUMP in FGRICE). | Carbon Dioxide Equivalent (CO2e) | Unspecified | (Greenhouse Gasses (GHG)) | CO2e | P | Good combustion and design practices. | 56 | T/YR | BASED UPON A 12-MO ROLLING TIME PERIOD | BACT-PSD |  | N | 0 | N | 0 |  |  | 0 |  |  | 0 | 0 | N |  | The hours of operation are limited to 500 hours per year for the fire pump engine. Based on the limited operation, add on control would not be cost effective.
MI-0423 | INDECK NILES, LLC | INDECK NILES, LLC | CASS | MI | 49120 | USA | MICHAEL DUBOIS | 847-520-3212 | MDUBOIS@INDECKENERGY.COM | 5 | MI001 | MICHIGAN DEPT OF ENVIRONMENTAL QUALITY | MS. CINDY SMITH | (517)284-6802 | SMITHC17@MICHIGAN.GOV | Please contact the permit engineer, Catherine Asselin at 517-284-6786, or at asselinc@michigan.gov, for technical questions regarding the permit. Thank you. | 75-16 | 4911 | 221112 | Not Found | 10/25/2016 &nbsp;ACT | 01/04/2017 &nbsp;ACT | 2017-06-02 | 2018-03-08 | A |  | Natural gas combined cycle power plant. | The permit includes equipment not entered into the RBLC due to a lack of emission limits or material limits; these include a cold cleaner, a number of space heaters, and two fuel tanks. | EUEMENGINE (Diesel fuel emergency engine) | 17.11 | Diesel Fuel | 22.68 | MMBTU/H | a 2,922 horsepower (HP) (2,179 kilowatts (kW)) diesel fueled emergency engine manufactured in 2011 or later and a displacement of <10 liters/cylinder. Restricted to 4 hours/day, except during emergency conditions and stack testing, and 500 hours/year on a 12-month rolling time period basis. | Carbon Dioxide Equivalent (CO2e) | Unspecified | (Greenhouse Gasses (GHG)) | CO2e | P | Good combustion practices | 928 | T/YR | 12-MO. ROLLING TIME PERIOD | BACT-PSD |  | N | 0 | N | 0 |  |  | 0 |  |  | 0 | 0 | N
MI-0425 | GRAYLING PARTICLEBOARD | ARAUCO NORTH AMERICA | CRAWFORD | MI | 49738 | USA | RICH WEBER | 803-431-2046 | RICH.WEBER@ARAUCO-NA.COM | 5 | MI001 | MICHIGAN DEPT OF ENVIRONMENTAL QUALITY | MS. CINDY SMITH | (517)284-6802 | SMITHC17@MICHIGAN.GOV | Please contact the permit engineer, Mr. Andrew Drury, at 517-284-6792 or at drurya@michigan.gov for technical questions regarding this permit. Thank you. | 59-16A | 2493 | 321219 | Not Found | 03/06/2017 &nbsp;ACT | 05/09/2017 &nbsp;ACT | 2017-08-02 | 2017-11-15 | A |  | Particleboard manufacturing. |  | EUEMRGRICE1 in FGRICE (Emergency diesel generator engine) | 17.11 | Diesel | 500 | H/YR | One emergency diesel generator engine rated at 1500 KW (EUEMRGRICE1 in FGRICE). | Carbon Dioxide Equivalent (CO2e) | Unspecified | (Greenhouse Gasses (GHG)) | CO2e | P | Good combustion and design practices. | 209 | T/YR | 12-MO ROLLING TIME PERIOD | BACT-PSD |  | N | 0 | N | 0 |  |  | 0 |  |  | 0 | 0 | N |  | The hours of operation are limited to 500 hours per year for the emergency generator engine. Based on the limited operation, add on control would not be cost effective.
MI-0425 | GRAYLING PARTICLEBOARD | ARAUCO NORTH AMERICA | CRAWFORD | MI | 49738 | USA | RICH WEBER | 803-431-2046 | RICH.WEBER@ARAUCO-NA.COM | 5 | MI001 | MICHIGAN DEPT OF ENVIRONMENTAL QUALITY | MS. CINDY SMITH | (517)284-6802 | SMITHC17@MICHIGAN.GOV | Please contact the permit engineer, Mr. Andrew Drury, at 517-284-6792 or at drurya@michigan.gov for technical questions regarding this permit. Thank you. | 59-16A | 2493 | 321219 | Not Found | 03/06/2017 &nbsp;ACT | 05/09/2017 &nbsp;ACT | 2017-08-02 | 2017-11-15 | A |  | Particleboard manufacturing. |  | EUEMRGRICE2 in FGRICE (Emergency Diesel Generator Engine) | 17.11 | Diesel | 500 | H/YR | One emergency diesel generator engine rated at 1500 KW (EUEMRGRICE2 in FGRICE). | Carbon Dioxide Equivalent (CO2e) | Unspecified | (Greenhouse Gasses (GHG)) | CO2e | P | Good combustion and design practices. | 70 | T/YR | 12-MO ROLLING TIME PERIOD | BACT-PSD |  | N | 0 | N | 0 |  |  | 0 |  |  | 0 | 0 | N |  | The hours of operation are limited to 500 hours per year for the emergency generator engine. Based on the limited operation, add on control would not be cost effective.
MI-0425 | GRAYLING PARTICLEBOARD | ARAUCO NORTH AMERICA | CRAWFORD | MI | 49738 | USA | RICH WEBER | 803-431-2046 | RICH.WEBER@ARAUCO-NA.COM | 5 | MI001 | MICHIGAN DEPT OF ENVIRONMENTAL QUALITY | MS. CINDY SMITH | (517)284-6802 | SMITHC17@MICHIGAN.GOV | Please contact the permit engineer, Mr. Andrew Drury, at 517-284-6792 or at drurya@michigan.gov for technical questions regarding this permit. Thank you. | 59-16A | 2493 | 321219 | Not Found | 03/06/2017 &nbsp;ACT | 05/09/2017 &nbsp;ACT | 2017-08-02 | 2017-11-15 | A |  | Particleboard manufacturing. |  | EUFIREPUMP in FGRICE (Diesel fire pump engine) | 17.11 | Diesel | 500 | H/YR | One diesel fire pump engine rated at 400 KW (EUFIREPUMP in FGRICE). | Carbon Dioxide Equivalent (CO2e) | Unspecified | (Greenhouse Gasses (GHG)) | CO2e | P | Good combustion and design practices. | 56 | T/YR | 12-MO ROLLING TIME PERIOD | BACT-PSD |  | N | 0 | N | 0 |  |  | 0 |  |  | 0 | 0 | N |  | The hours of operation are limited to 500 hours per year for the fire pump engine. Based on the limited operation, add on control would not be cost effective.
OH-0352 | OREGON CLEAN ENERGY CENTER | ARCADIS, US, INC. | LUCAS | OH | 43616 | USA | LYNN GRESOCK | 978-322-4520 | LYNN.GRESOCK@ARCADIS-US.CO | 5 | OH001 | OHIO ENVIRONMENTAL PROTECTION AGENCY | MR. DANA THOMPSON | 614-644-3701 | Dana.thompson@epa.ohio.gov |  | P0110840 | 4931 | 221112 | 110064669737 | 04/03/2013 &nbsp;ACT | 06/18/2013 &nbsp;ACT | 2013-07-15 | 2016-05-04 | A |  | 799 Megawatt Combined Cycle Combustion Turbine Power Plant | The permit is set up to install either 2 Mitsubishi M501 GAC units or 2 Siemens SGT-8000H units, not both; with dedicated heat recovery steam generators (HRSG), steam turbine generator, and electric generator. | Emergency generator | 17.11 | diesel | 2250 | KW | Emergency diesel fired generator restricted to 500 hours of operation per rolling 12-months. | Carbon Dioxide Equivalent (CO2e) | Unspecified | (Greenhouse Gasses (GHG)) | CO2e | N |  | 878 | T/YR | PER ROLLING 12-MONTHS | BACT-PSD | OPERATING PERMIT | U | 0 | U | 0 |  |  | 0 |  |  | 0 | 0 | N
OK-0154 | MOORELAND GENERATING STA | WESTERN FARMERS ELECTRIC COOPERATIVE | WOODWARD | OK | 73852 | USA | GERALD BUTCHER | 405-247-4341 | G_BUTCHER@WFEC.COM | 6 | OK001 | OKLAHOMA DEPARTMENT OF ENVIRONMENTAL QUALITY | MR. LEE WARDEN | (405)702-4182 | LEE.WARDEN@DEQ.OK.GOV |  | 2008-302-C(M-1)PSD | 4911 | 221112 | 153-00002 | 08/22/2012 &nbsp;ACT | 07/02/2013 &nbsp;ACT | 2014-06-18 | 2016-07-29 | B |  | WFEC operates the Mooreland Generating Station to generate wholesale electricity which is transmitted over WFECâ€™s system. The facility was originally constructed in 1963. The electricity is sold in rural areas of approximately 3/4 of the state of Oklahoma and part of New Mexico. The Mooreland Generating Station currently consists of three high-pressure boilers that burn locally-produced natural gas. The three high-pressure boilers used to generate electricity and the auxiliary boiler used to heat the facility were constructed before May 31, 1972, and are considered â€œgrandfatheredâ€ from construction permitting requirements. | WFEC submitted a Prevention of Significant Deterioration (PSD) construction permit application for the proposed addition of a combined-cycle combustion turbine and associated support equipment to the existing Mooreland Generating Station | DIESEL-FIRED EMERGENCY GENERATOR ENGINE | 17.11 | DIESEL | 1341 | HP | <100 HR/YR OPERATION. | Carbon Dioxide Equivalent (CO2e) | Unspecified | (Greenhouse Gasses (GHG)) | CO2e | P | A TIER 3 CERTIFIED ENGINE OPERATED < 100 HR/YR. | 81.2 | TPY |  | BACT-PSD | N/A | U | 0 | U | 0 |  |  | 0 |  |  | 0 | 0 | N
OK-0164 | MIDWEST CITY AIR DEPOT | TINKER AIR FORCE BASE LOGISTICS CENTER | OKLAHOMA | OK | 73145 | USA | COL. CHRISTOPHER AZZANO | 405-734-2102 | 72ABW.WORKFLOW@TINKER.AF.MIL | 6 | OK001 | OKLAHOMA DEPARTMENT OF ENVIRONMENTAL QUALITY | MR. LEE WARDEN | (405)702-4182 | LEE.WARDEN@DEQ.OK.GOV |  | 2009-394-C(M-2)PSD | 9711 | 928110 | 109-00090 | 04/09/2014 &nbsp;ACT | 01/08/2015 &nbsp;ACT | 2015-08-07 | 2016-07-06 | B |  | In February 2011, the U.S. Air Force (USAF) selected the Boeing KC-767 to replace its aging KC-135 tankers and assigned the new aircraft the designation KC-46A. Tinker AFB was selected to perform the programmed depot-level maintenance of the KC-46A aircraft. | Applicant requests authorization to construct facilities to accommodate new workload associated with the KC-46 aircraft. | Jet Engine Testing Cells | 17.11 | KEROSENE TYPE JET FUEL | 65000 | FT-LB THRUST | Test cells for F-139 jet engines (estimated at 52 per year). | Carbon Dioxide Equivalent (CO2e) | Unspecified | (Greenhouse Gasses (GHG)) | CO2e | N |  | 2481 | TONS PER YEAR | 52 F-139 JET ENGINES | BACT-PSD | NSPS | U | 0 | U | 0 |  |  | 0 |  |  | 0 | 0 | N
PR-0009 | ENERGY ANSWERS ARECIBO PUERTO RICO RENEWABLE ENERGY PROJECT | ENERGY ANSWERS ARECIBO, LLC | ARECIBO | PR |  | USA | MARK GREEN | (347)-351-5248 |  | 2 | OT003 | EPA REGION II | MR. FRANK JON | (212)637-4085 | jon.frank@epa.gov | Ms. Viorica Petriman petriman.viorica@epa.gov | R2-PSD 1 | 4953 | 221119 | FRL-9911-10-Region 2 | 11/11/2012 &nbsp;ACT | 04/10/2014 &nbsp;ACT | 2014-10-14 | 2016-05-05 | A |  | Energy Answers Arecibo is a new resource recovery facility capable of producing up to 77 megawatts (MW) of electrical power while combusting municipal solid waste, as the primary fuel. | This is a PSD permit for a new/greenfield facility. | Emergency Diesel Generator | 17.11 | ULSD Fuel oil # 2 | 0 |  | Emergency Generator is rated at 670 BHP and is limited to 500 hr per year (emergency and testing and maintenance, combined) | Carbon Dioxide Equivalent (CO2e) | Unspecified | (Greenhouse Gasses (GHG)) | CO2e | N |  | 183 | T/YR |  | BACT-PSD |  | U | 0 | U | 0 |  |  | 0 |  |  | 0 | 0 | N
TX-0766 | GOLDEN PASS LNG EXPORT TERMINAL | GOLDEN PASS PRODUCTS, LLC | JEFFERSON | TX |  | USA | BOB TOMLINSON | 713-860-6348 |  | 6 | TX001 | TEXAS COMMISSION ON ENVIRONMENTAL QUALITY (TCEQ) | MS. ANNE INMAN | (512) 239-1267 | anne.inman@tceq.texas.gov | Erik Hendrickson, (512) 239-1095, Erik.Hendrickson@TCEQ.Texas.gov | 116055, PSDTX1386, GHGPSDTX100 | 4922 | 486210 | UNKNOWN | 04/03/2015 &nbsp;ACT | 09/11/2015 &nbsp;ACT | 2015-09-21 | 2016-07-06 | B |  | Liquefied natural gas (LNG) export terminal. |  | Emergency Engine Generators | 17.11 | Diesel | 750 | hp | Six diesel engines at site. | Carbon Dioxide Equivalent (CO2e) | Unspecified | (Greenhouse Gasses (GHG)) | CO2e | P | Equipment specifications & work practices - Good combustion practices and limited operational hours | 40 | HR/YR |  | BACT-PSD |  | N | 0 | U | 123 | TPY |  | 0 |  |  | 0 | 0 | N
TX-0799 | BEAUMONT TERMINAL | PHILLIPS 66 PIPELINE LLC | JEFFERSON | TX |  | USA | CHINTAN MEHTA | 832-765-1677 |  | 6 | TX001 | TEXAS COMMISSION ON ENVIRONMENTAL QUALITY (TCEQ) | MS. ANNE INMAN | (512) 239-1267 | anne.inman@tceq.texas.gov | Beth Akers, 512-239-4620 beth.akers@tceq.texas.gov | 18295, PSDTX1466, GHGPSDTX139 | 5171 | 424710 | 110033444850 | 04/19/2016 &nbsp;ACT | 06/08/2016 &nbsp;ACT | 2016-06-17 | 2016-07-07 | C |  | This marine terminal receives, stores, and distributes various volatile organic liquids (VOLs) and refined petroleum products. | (consolidate and/or void: 1973, 8113, 481, 2365, 56419, 6312, and 6559) | Fire pump engines | 17.11 | diesel | 0 |  |  | Carbon Dioxide Equivalent (CO2e) | Unspecified | (Greenhouse Gasses (GHG)) | CO2e | P | Equipment specifications and good combustion practices. Operation limited to 100 hours per year. | 72.16 | T/YR |  | BACT-PSD |  | N | 0 | U | 0 |  |  | 0 |  |  | 0 | 0 | N
WV-0025 | MOUNDSVILLE COMBINED CYCLE POWER PLANT | MOUNDSVILLE POWER, LLC | MARSHALL | WV | 26041 | USA | JON WILLIAMS | 716-856-3333 | JMWILLIAMS@MOUNDSVILLE-POWER.COM | 3 | WV001 | WEST VIRGINIA DEPT. OF ENVRIONMENTAL PROTECTION; DIV. OF AIR QUALITY | MR. JOE KESSLER, PE | (304)926-0499X1219 | Joseph.r.kessler@wv.gov | Permit Writer: Mr. Steve Pursley, PE WV Division of Air Quality 304-926-0499 x1218 | R14-0030 | 4911 | 221112 | Not Found | 05/14/2014 &nbsp;ACT | 11/21/2014 &nbsp;ACT | 2015-01-05 | 2018-05-01 | U |  | Nominal 549 mW(output) natural gas-fired combined cycle power plant. |  | Emergency Generator | 17.11 | Diesel | 2015.7 | HP | Nominal 1,500 kW. Limited to 100 hours/year. | Carbon Dioxide Equivalent (CO2e) | Unspecified | (Greenhouse Gasses (GHG)) | CO2e | N |  | 2416 | LB/H |  | BACT-PSD |  | U | 0 | U | 0 |  |  | 0 |  |  | 0 | 0 | N
*AK-0084 | DONLIN GOLD PROJECT | DONLIN GOLD LLC. | BETHEL CENSUS AREA | AK | 99575 | USA | STAN FOO | 907-273-0200 | SFOO@DONLINGOLD.COM | 10 | AK001 | ALASKA DEPT OF ENVIRONMENTAL CONS | MR. JIM PLOSAY | (907) 465-5103 | JOHN.KUTERBACH@ALASKA.GOV | AK DEC DIV. OF AIR QUALITY 410 WILLOUGHBY AVE. SUITE 303 JUNEAU, AK 99801 | AQ0934CPT01 | 1041 | 212221 | Not Entered | 10/15/2015 &nbsp;ACT | 06/30/2017 &nbsp;ACT | 2018-06-21 | 2018-06-22 | A | http://dec.alaska.gov/Applications/Air/airtoolsweb/Home/ViewAttachment/16763360/d1h2U6BIY-j857LFU-WYmw2 | The Donlin Gold Project is a gold mine located 12 miles north of Crooked Creek, Alaska on the Kuskokwim River, about 280 miles northwest of Anchorage. The deposit has proven and probable reserves estimated at 33.9 million ounces of gold at 2.1 g/t and could produce up to 1.5 million ounces annually. SIC Code 1041; NAICS Code 212221. |  | Black Start and Emergency Internal Cumbustion Engines | 17.11 | Diesel | 1500 | kWe | Two (2) 600 kWe black start diesel generators and four (4) 1,500 kWe emergency diesel generators. | Carbon Monoxide | Unspecified | (InOrganic Compounds) | 630-08-0 | P | Good Combustion Practices | 4.38 | G/KW-HR | 3-HOUR AVERAGE | BACT-PSD | NSPS | U | 0 | U | 0 |  |  | 0 |  |  | 0 | 0 | N |  | NSPS Subpart IIII engines
*AK-0084 | DONLIN GOLD PROJECT | DONLIN GOLD LLC. | BETHEL CENSUS AREA | AK | 99575 | USA | STAN FOO | 907-273-0200 | SFOO@DONLINGOLD.COM | 10 | AK001 | ALASKA DEPT OF ENVIRONMENTAL CONS | MR. JIM PLOSAY | (907) 465-5103 | JOHN.KUTERBACH@ALASKA.GOV | AK DEC DIV. OF AIR QUALITY 410 WILLOUGHBY AVE. SUITE 303 JUNEAU, AK 99801 | AQ0934CPT01 | 1041 | 212221 | Not Entered | 10/15/2015 &nbsp;ACT | 06/30/2017 &nbsp;ACT | 2018-06-21 | 2018-06-22 | A | http://dec.alaska.gov/Applications/Air/airtoolsweb/Home/ViewAttachment/16763360/d1h2U6BIY-j857LFU-WYmw2 | The Donlin Gold Project is a gold mine located 12 miles north of Crooked Creek, Alaska on the Kuskokwim River, about 280 miles northwest of Anchorage. The deposit has proven and probable reserves estimated at 33.9 million ounces of gold at 2.1 g/t and could produce up to 1.5 million ounces annually. SIC Code 1041; NAICS Code 212221. |  | Twelve (12) Large ULSD/Natural Gas-Fired Internal Combustion Engines | 17.11 | Diesel and Natural Gas | 143.5 | MMBtu/hr | Twelve 17-MW Wartsila 18V50DF ULSD/Natural Gas-Fired Internal Combustion Engines. Each engine rated at: 143.5 MMBtu/hr on ULSD 141.4 MMBtu/hr on natural gas | Carbon Monoxide | Unspecified | (InOrganic Compounds) | 630-08-0 | B | Oxidation Catalyst and Maintain Good Combustion Practices | 0.18 | G/KW-HR (ULSD) | 3-HOUR AVERAGE | BACT-PSD |  | U | 90 | U | 0.12 | G/KW-HR (NATURAL GAS | 3-HOUR AVERAGE | 0 |  |  | 0 | 0 | N |  | Potential CO emissions of 29.2 tpy for each engine (EU 1-12).
*FL-0363 | DANIA BEACH ENERGY CENTER | FLORIDA POWER AND LIGHT COMPANY | BROWARD | FL | 33314 | USA | JOHN HAMPP | 561-691-2894 | JOHN.HAMPP@FPL.COM | 4 | FL001 | FLORIDA DEPT. OF ENVIRONMENTAL PROTECTION | MR. DAVID READ | (850) 717-9000 | David.Read@dep.state.fl.us |  | 0110037-017-AC | 4911 | 221112 | 110002044065 | 07/27/2017 &nbsp;ACT | 12/04/2017 &nbsp;ACT | 2018-04-03 | 2018-04-11 | B | https://arm-permit2k.dep.state.fl.us/nontv/0110037.017.AC.F.ZIP | 1200 megawatt 2-on-1 combined cycle facility, natural gas-fired, with limited ULSD use. GE 7HA turbines | Technical evaluation available at https://arm-permit2k.dep.state.fl.us/nontv/0110037.017.AC.D.ZIP | Two 3300 kW emergency generators | 17.11 | ULSD | 0 |  | Two ULSD-fueled emergency engines. BACT = Subpart IIII limits. | Carbon Monoxide | Unspecified | (InOrganic Compounds) | 630-08-0 | P | Certified engine | 3.5 | GRAMS PER KWH |  | BACT-PSD | NSPS | U | 0 | U | 0 |  |  | 0 |  |  | 0 | 0 | N |  | Equals Subpart IIII limit
*KS-0036 | WESTAR ENERGY - EMPORIA ENERGY CENTER | WESTAR ENERGY | LYON | KS | 66801 | USA | STEPHANIE HIRNER | 785-575-8447 |  | 7 | KS001 | KANSAS DEPT. OF HEALTH & ENVIRONMENT, BR. OF AIR & RADIATION, KS | GYANENDRA PRASAI, PE | 785-296-6427 | Gyanendra.X.Prasai@ks.gov | Gerald McIntyre, E-mail address: Gerald.McIntyre@ks.gov; | C-10656 | 4911 | 221112 | Not Found | 10/16/2012 &nbsp;ACT | 03/18/2013 &nbsp;ACT | 2017-08-23 | 2017-08-25 | C |  | The Westar Energy - Emporia Energy Center (Source ID: 1110046) is a fossil fuel power generation facility located in Emporia, Kansas. | This PSD permit with tracking number C-10656 is a modification of PSD permits C-9132 (issued on 5/5/2011) and C-7072 (issued 4/17/2007). | Caterpillar C18DITA Diesel Engine Generator | 17.11 | No. 2 Distillate Fuel Oil | 900 | BHP |  | Carbon Monoxide | Unspecified | (InOrganic Compounds) | 630-08-0 | P | utilize efficient combustion/design technology | 1.8 | LB/HR | AT FULL LOAD | BACT-PSD |  | U | 0 | U | 0 |  |  | 0 |  |  | 0 | 0 | N
*LA-0312 | ST. JAMES METHANOL PLANT | SOUTH LOUISIANA METHANOL LP | ST. JAMES | LA |  | USA | BRIAN JONES | (512) 394-7346 |  | 6 | LA001 | LOUISIANA DEPARTMENT OF ENV QUALITY | MR. BRYAN D. JOHNSTON | (225)219-3450 | BRYAN.JOHNSTON@LA.GOV | Permit Writer: Mr. Christopher Smith, (225) 219-3439 | PSD-LA-780(M-1) | 2869 | 325998 | Not Found | 09/30/2015 &nbsp;ACT | 06/30/2017 &nbsp;ACT | 2017-03-10 | 2017-12-27 | A |  | New MeOH plant designed to produce 5,275 metric tons per day of refined methanol from natural gas and carbon dioxide (CO2) feedstock | New methanol plant designed to produce 5,275 metric tons per day of refined methanol from natural gas and carbon dioxide (CO2) feedstock | DFP1-13 - Diesel Fire Pump Engine (EQT0013) | 17.11 | Diesel | 650 | horsepower | Operating hour limit: 100 hr/yr | Carbon Monoxide | Unspecified | (InOrganic Compounds) | 630-08-0 | P | Compliance with NSPS Subpart IIII | 0.9 | LB/HR |  | BACT-PSD | NSPS , OPERATING PERMIT | U | 0 | U | 0 |  |  | 0 |  |  | 0 | 0 | N |  | Limit: 2.6 g/hp-hr
*LA-0312 | ST. JAMES METHANOL PLANT | SOUTH LOUISIANA METHANOL LP | ST. JAMES | LA |  | USA | BRIAN JONES | (512) 394-7346 |  | 6 | LA001 | LOUISIANA DEPARTMENT OF ENV QUALITY | MR. BRYAN D. JOHNSTON | (225)219-3450 | BRYAN.JOHNSTON@LA.GOV | Permit Writer: Mr. Christopher Smith, (225) 219-3439 | PSD-LA-780(M-1) | 2869 | 325998 | Not Found | 09/30/2015 &nbsp;ACT | 06/30/2017 &nbsp;ACT | 2017-03-10 | 2017-12-27 | A |  | New MeOH plant designed to produce 5,275 metric tons per day of refined methanol from natural gas and carbon dioxide (CO2) feedstock | New methanol plant designed to produce 5,275 metric tons per day of refined methanol from natural gas and carbon dioxide (CO2) feedstock | DEG1-13 - Diesel Fired Emergency Generator Engine (EQT0012) | 17.11 | Diesel | 1474 | horsepower | Operating hours limit: 100 hr/yr. | Carbon Monoxide | Unspecified | (InOrganic Compounds) | 630-08-0 | P | Compliance with NSPS Subpart IIII | 0.51 | LB/HR |  | BACT-PSD | NSPS , OPERATING PERMIT | U | 0 | U | 0 |  |  | 0 |  |  | 0 | 0 | N |  | Limit: 2.6 g/hp-hr
*LA-0315 | G2G PLANT | BIG LAKE FUELS LLC | CALCASIEU | LA | 70605 | USA |  |  |  | 6 | LA001 | LOUISIANA DEPARTMENT OF ENV QUALITY | MR. BRYAN D. JOHNSTON | (225)219-3450 | BRYAN.JOHNSTON@LA.GOV |  | PSD-LA-781 | 2869 | 325110 | Not Found | 09/04/2013 &nbsp;ACT | 05/23/2014 &nbsp;ACT | 2017-03-13 | 2017-03-16 | A |  | The G2G Plant will be a natural gas to gasoline production facility which will use natural gas to produce methanol that will be subsequently converted into gasoline. |  | Emergency Diesel Generator 1 | 17.11 | Diesel | 5364 | HP |  | Carbon Monoxide | Unspecified | (InOrganic Compounds) | 630-08-0 | P | Compliance with 40 CFR 60 Subpart IIII and 40 CFR 63 Subpart ZZZZ | 30.86 | LB/H | HOURLY MAXIMUM | BACT-PSD | NSPS , OPERATING PERMIT | U | 0 | U | 1.54 | T/YR | ANNUAL MAXIMUM | 2.625 | G/BHP-H |  | 0 | 0 | N |  | BACT Limit = 2.625 G/BHP-H (3.5 G/KW-H) (12-Month Rolling Average)
*LA-0315 | G2G PLANT | BIG LAKE FUELS LLC | CALCASIEU | LA | 70605 | USA |  |  |  | 6 | LA001 | LOUISIANA DEPARTMENT OF ENV QUALITY | MR. BRYAN D. JOHNSTON | (225)219-3450 | BRYAN.JOHNSTON@LA.GOV |  | PSD-LA-781 | 2869 | 325110 | Not Found | 09/04/2013 &nbsp;ACT | 05/23/2014 &nbsp;ACT | 2017-03-13 | 2017-03-16 | A |  | The G2G Plant will be a natural gas to gasoline production facility which will use natural gas to produce methanol that will be subsequently converted into gasoline. |  | Emergency Diesel Generator 2 | 17.11 | Diesel | 5364 | HP |  | Carbon Monoxide | Unspecified | (InOrganic Compounds) | 630-08-0 | P | Compliance with 40 CFR 60 Subpart IIII and 40 CFR 63 Subpart ZZZZ | 30.86 | LB/H | HOURLY MAXIMUM | BACT-PSD | NSPS , OPERATING PERMIT | U | 0 | U | 1.54 | T/YR | ANNUAL MAXIMUM | 2.625 | G/BHP-H |  | 0 | 0 | N |  | BACT Limit = 2.625 G/BHP-H (3.5 G/KW-H) (12-Month Rolling Average)
*LA-0315 | G2G PLANT | BIG LAKE FUELS LLC | CALCASIEU | LA | 70605 | USA |  |  |  | 6 | LA001 | LOUISIANA DEPARTMENT OF ENV QUALITY | MR. BRYAN D. JOHNSTON | (225)219-3450 | BRYAN.JOHNSTON@LA.GOV |  | PSD-LA-781 | 2869 | 325110 | Not Found | 09/04/2013 &nbsp;ACT | 05/23/2014 &nbsp;ACT | 2017-03-13 | 2017-03-16 | A |  | The G2G Plant will be a natural gas to gasoline production facility which will use natural gas to produce methanol that will be subsequently converted into gasoline. |  | Fire Pump Diesel Engine 1 | 17.11 | Diesel | 751 | HP |  | Carbon Monoxide | Unspecified | (InOrganic Compounds) | 630-08-0 | P | Compliance with 40 CFR 60 Subpart IIII and 40 CFR 63 Subpart ZZZZ | 4.32 | LB/H | HOURLY MAXIMUM | BACT-PSD | NSPS , OPERATING PERMIT | U | 0 | U | 0.22 | T/YR | ANNUAL MAXIMUM | 2.625 | G/BHP-H |  | 0 | 0 | N |  | BACT Limit = 2.625 G/BHP-H (3.5 G/KW-H) (12-Month Rolling Average)
*LA-0315 | G2G PLANT | BIG LAKE FUELS LLC | CALCASIEU | LA | 70605 | USA |  |  |  | 6 | LA001 | LOUISIANA DEPARTMENT OF ENV QUALITY | MR. BRYAN D. JOHNSTON | (225)219-3450 | BRYAN.JOHNSTON@LA.GOV |  | PSD-LA-781 | 2869 | 325110 | Not Found | 09/04/2013 &nbsp;ACT | 05/23/2014 &nbsp;ACT | 2017-03-13 | 2017-03-16 | A |  | The G2G Plant will be a natural gas to gasoline production facility which will use natural gas to produce methanol that will be subsequently converted into gasoline. |  | Fire Pump Diesel Engine 2 | 17.11 | Diesel | 751 | HP |  | Carbon Monoxide | Unspecified | (InOrganic Compounds) | 630-08-0 | P | Compliance with 40 CFR 60 Subpart IIII and 40 CFR 63 Subpart ZZZZ | 4.32 | LB/H | HOURLY MAXIMUM | BACT-PSD | NSPS , OPERATING PERMIT | U | 0 | U | 0.22 | T/YR | ANNUAL MAXIMUM | 2.625 | G/BHP-H |  | 0 | 0 | N |  | BACT Limit = 2.625 G/BHP-H (3.5 G/KW-H) (12-Month Rolling Average)
*MD-0042 | WILDCAT POINT GENERATION FACILITY | OLD DOMINION ELECTRIC CORPORATION (ODEC) | CECIL | MD | 17563 | USA | DAVID N. SMITH | 8049684045 | DSMITH@ODEC.COM | 3 | MD001 | MARYLAND DEPARTMENT OF THE ENVIRONMENT | MR. WILLIAM PAUL | (410)537-3276 | bpaul@mde.state.md.us | WILLIAM PAUL 410-537-3276 BILL.PAUL@MARYLAND.GOV | CPCN CASE NO. 9327 | 4911 | 221119 | 110062854834 | 04/08/2014 &nbsp;ACT | 04/08/2014 &nbsp;ACT | 2015-07-31 | 2018-03-23 | A |  | 1000 MEGAWATT COMBINED CYCLE NATURAL GAS-FIRED POWER PLANTFACILITY-WIDE PM10 EMISSION LIMIT = 278 TONS/YR FACILITY-WIDE PM2.5 EMISSION LIMIT = 272 TONS/YR FACILITY-WIDE SAM EMISSION LIMIT = 96 TONS/YR FACILITY-WIDE CO2E EMISSION LIMIT = 3,498,026 TONS/YR | FACILITY-WIDE PM10 EMISSION LIMIT = 278 TONS/YR FACILITY-WIDE PM2.5 EMISSION LIMIT = 272 TONS/YR FACILITY-WIDE SAM EMISSION LIMIT = 96 TONS/YR FACILITY-WIDE CO2E EMISSION LIMIT = 3,498,026 TONS/YR | EMERGENCY GENERATOR 1 | 17.11 | ULTRA LOW SULFU DIESEL | 2250 | KW | 40 CFR 60 SUBPART IIII, ULTRA LOW-SULFUR DIESEL FUEL, GOOD COMBUSTION PRACTICES | Carbon Monoxide | Unspecified | (InOrganic Compounds) | 630-08-0 | P | USE OF ULSD FUEL, GOOD COMBUSTION PRACTICES AND HOURS OF OPERATION LIMITED TO 100 HOURS PER YEAR | 2.6 | G/HP-H |  | BACT-PSD | NSPS |  | 0 |  | 3.49 | G/KW-H |  | 0 |  |  | 0 | 0 | N |  | NSPS 40 CFR 60 SUBPART IIII
*MI-0433 | MEC NORTH, LLC AND MEC SOUTH LLC | MARSHALL ENERGY CENTER LLC | CALHOUN | MI | 49068 | USA | WILLARD LADD | 914-468-2402 | WLADD@DEVELOPMENTPARTNERS.COM | 5 | MI001 | MICHIGAN DEPT OF ENVIRONMENTAL QUALITY | MS. CINDY SMITH | (517)284-6802 | SMITHC17@MICHIGAN.GOV | There are two plants (MEC North, LLC and MEC South, LLC) that will operate as separate entities but they are considered a single stationary source and the installation of the two new plants was reviewed as a single project. There are two Air Permits to Install for the two plants (167-17 and 168-17). For technical questions regarding either of the two permits, please contact the permit engineer Ms. Catherine Asselin at 517-284-6786 or at asselinc@michigan.gov. Thank you. | 167-17 AND 168-17 | 4911 | 221112 | Not Found | 05/22/2018 &nbsp;ACT | 06/29/2018 &nbsp;ACT | 2018-08-17 | 2018-08-22 | A |  | Natural gas combined cycle power plant (two plants: north and south) | There are two plants that will operate as separate entities and each received a separate Air Permit to Install, but they are considered one stationary source and were reviewed as one project. | EUEMENGINE (North Plant): Emergency Engine | 17.11 | Diesel | 1341 | HP | A 1,341 HP (1,000 kilowatts (KW)) diesel-fired emergency engine with a model year of 2011 or later, and a displacement of <10 liters/cylinder. The engine is designed to be compliant with Tier IV emission standards. Equipped with a diesel particulate filter. | Carbon Monoxide | Unspecified | (InOrganic Compounds) | 630-08-0 | P | Good combustion practices and meeting NSPS Subpart IIII requirements. | 3.5 | G/KW-H | HOURLY | BACT-PSD | NSPS , SIP | N | 0 | N | 0 |  |  | 0 |  |  | 0 | 0 | N |  | An oxidation catalyst is $30,000/ton for PM10, CO and VOC together.
*MI-0433 | MEC NORTH, LLC AND MEC SOUTH LLC | MARSHALL ENERGY CENTER LLC | CALHOUN | MI | 49068 | USA | WILLARD LADD | 914-468-2402 | WLADD@DEVELOPMENTPARTNERS.COM | 5 | MI001 | MICHIGAN DEPT OF ENVIRONMENTAL QUALITY | MS. CINDY SMITH | (517)284-6802 | SMITHC17@MICHIGAN.GOV | There are two plants (MEC North, LLC and MEC South, LLC) that will operate as separate entities but they are considered a single stationary source and the installation of the two new plants was reviewed as a single project. There are two Air Permits to Install for the two plants (167-17 and 168-17). For technical questions regarding either of the two permits, please contact the permit engineer Ms. Catherine Asselin at 517-284-6786 or at asselinc@michigan.gov. Thank you. | 167-17 AND 168-17 | 4911 | 221112 | Not Found | 05/22/2018 &nbsp;ACT | 06/29/2018 &nbsp;ACT | 2018-08-17 | 2018-08-22 | A |  | Natural gas combined cycle power plant (two plants: north and south) | There are two plants that will operate as separate entities and each received a separate Air Permit to Install, but they are considered one stationary source and were reviewed as one project. | EUEMENGINE (South Plant): Emergency Engine | 17.11 | Diesel | 1341 | HP | A 1,341 HP (1,000 kilowatts (kW)) diesel-fired emergency engine with a model year of 2011 or later, and a displacement of <10 liters/cylinder. The engine is designed to be compliant with Tier IV emission standards. Equipped with a diesel particulate filter. | Carbon Monoxide | Unspecified | (InOrganic Compounds) | 630-08-0 | P | Good combustion practices and meeting NSPS IIII requirements. | 3.5 | G/KW-H | HOURLY | BACT-PSD | NSPS , SIP | N | 0 | N | 0 |  |  | 0 |  |  | 0 | 0 | N |  | An oxidation catalyst is $30,000/ton for PM10, CO and VOC together.
*MI-0435 | BELLE RIVER COMBINED CYCLE POWER PLANT | DTE ELECTRIC COMPANY | ST. CLAIR | MI | 48054 | USA | MATTHEW PAUL | 313-235-3374 | MATTHEW.PAUL@DTEENERGY.COM | 5 | MI001 | MICHIGAN DEPT OF ENVIRONMENTAL QUALITY | MS. CINDY SMITH | (517)284-6802 | SMITHC17@MICHIGAN.GOV | For technical questions regarding the permit, please contact the permit engineer, Mr. John Vial, at 517-284-6805 or at vialj@michigan.gov. Thank you. | 19-18 | 4911 | 221112 | Not Found | 06/22/2018 &nbsp;ACT | 07/16/2018 &nbsp;ACT | 2018-08-23 | 2018-08-24 | B |  | Natural gas combined-cycle power plant | The new combined cycle plant is proposed to be located near DTE's existing Belle River and St. Clair coal fired power plants. The three plants will be considered a single stationary source. It will have a capacity of 1,150 megawatts. | EUEMENGINE: Emergency engine | 17.11 | Diesel | 2 | MW | A nominal 2 MW diesel-fueled emergency engine with a model year of 2011 or later, and a displacement of <10 liters/cylinder. The engine is an EPA Tier 2 certified engine subject to NSPS IIII. | Carbon Monoxide | Unspecified | (InOrganic Compounds) | 630-08-0 | P | State of the art combustion design. | 3.5 | G/KW-H | HOURLY | BACT-PSD | NSPS , SIP | N | 0 | N | 0 |  |  | 0 |  |  | 0 | 0 | N
*PA-0309 | LACKAWANNA ENERGY CTR/JESSUP | LACKAWANNA ENERGY CENTER, LLC | LACKAWANNA | PA | 18434 | USA |  |  |  | 3 | PA001 | PENNSYLVANIA DEPT OF ENVIRONMENTAL PROTECTION, BUREAU OF AIR QUALITY | MR. ROBERT COOK | (717)772-3974 | rwcook@pa.gov |  | 35-00069A | 4911 | 221112 | 110069993385 | 07/11/2014 &nbsp;ACT | 12/23/2015 &nbsp;ACT | 2017-07-18 | 2017-07-20 | A |  | This plan approval is for the construction and temporary operation of three (3) identical General Electric Model 7HA.02 natural gas fired combustion turbines and heat recovery steam generator with duct burners (CT/HRSG). Each CT/HRSG combined-cycle process block includes one (1) combustion gas turbine and one (1) heat recovery steam generator with duct burners with all three (3) CT/HRSG sharing one (1) steam turbine. The entire power block is rated at 1,500 MW. Additional equipment includes: one (1) 2,000 kW diesel-fired emergency generator one (1) 315 HP diesel-fired emergency fire water pump one (1) 184.8 MM BTU/hr natural gas fired boiler one (1) 12 MMBTU/hr natural gas fuel gas heater two (2) Diesel fuel storage tanks four (4) lubricating oil tanks one (1) aqueous ammonia storage tank |  | 2000 kW Emergency Generator | 17.11 | Ultra-low sulfur Diesel | 0 |  | To allow maintenance of vital plant loads during power outages or maintenance of the switchyard. | Carbon Monoxide | Unspecified | (InOrganic Compounds) | 630-08-0 | N |  | 0.6 | GM/HP-HR |  | BACT-PSD |  | U | 0 | U | 0.089 | TONS | 12-MONTH ROLLING BASIS | 0 |  |  | 0 | 0 | N
*PA-0310 | CPV FAIRVIEW ENERGY CENTER | CPV FAIRVIEW, LLC | CAMBRIA | PA |  | USA |  |  |  | 3 | PA001 | PENNSYLVANIA DEPT OF ENVIRONMENTAL PROTECTION, BUREAU OF AIR QUALITY | MR. ROBERT COOK | (717)772-3974 | rwcook@pa.gov |  | 11-00536A | 4911 | 221112 | 110064823721 | 09/15/2015 &nbsp;ACT | 09/02/2016 &nbsp;ACT | 2017-07-18 | 2017-07-31 | A |  | This plan approval authorizes CPV Fairview, LLC to construct and temporarily operate the Fairview Energy Center. Air contamination sources and air cleaning devices authorized for construction and temporary operation under this plan approval include: A combined cycle electric generating unit consisting of two (2) General Electric (&quot;GE&quot;) 7HA.02 &quot;H&quot;-class combustion turbines each with maximum fuel type-based heat input of 3,338-MMBtu/hr (natural gas), 3,274-MMBtu/hr (ULSD), 3,199 MMBtu/hr (ethane blend), and equipped with dry low-NOx combustors and evaporative turbine intake cooling; two (2) heat recovery steam generators (HRSGs) each equipped with a low-NOx duct burner with maximum heat input of 425-MMBtu/hr, and a common steam turbine generator. Exhaust emissions from each combined cycle electric generating unit will be controlled by oxidation catalyst and selective catalytic reduction (SCR). - One (1) up to 12-cell mechanical draft wet cooling tower with high-efficiency drift eliminator. - One (1) natural gas-fired auxiliary boiler with maximum heat input of 92.4 MMBtu/hr. - One (1) natural gas-fired dew point heater with maximum heat input of 12.8 MMBtu/hr. - One (1) natural gas-fired dew point heater with maximum heat input of 3.2 MMBtu/hr. - Two (2) 1,500-ekW diesel-fired emergency genset engines. - One (1) 422-bhp diesel-fired fire water pump engine. - One (1) 1,000,000-gallon ULSD storage tank. - Eight (8) sulfur hexafluoride (SF6) circuit breakers. - Plant roadways. - Natural gas and ethane blend piping components. |  | Emergency Generator Engines | 17.11 | ULSD | 0 |  | (2) 1500 kW emergency diesel genset. Emission limitations are for each genset and fuel is restricted to ULSD (15 ppm) and each is restricted to 100 hrs on a 12-month rolling basis. | Carbon Monoxide | Unspecified | (InOrganic Compounds) | 630-08-0 | N |  | 2.61 | G/BHP-HR |  | BACT-PSD | NSPS | U | 0 | U | 0 |  |  | 0 |  |  | 0 | 0 | N
*PA-0311 | MOXIE FREEDOM GENERATION PLANT | MOXIE FREEDOM LLC | LUZERNE | PA | 18603 | USA |  |  |  | 3 | PA001 | PENNSYLVANIA DEPT OF ENVIRONMENTAL PROTECTION, BUREAU OF AIR QUALITY | MR. ROBERT COOK | (717)772-3974 | rwcook@pa.gov |  | 40-00129A | 4911 | 221112 | 110064098541 | 10/06/2014 &nbsp;ACT | 09/01/2015 &nbsp;ACT | 2017-07-28 | 2017-07-31 | A |  | The Project is for the construction and operation of two identical 1 x 1 power blocks, each consisting of a combustion gas turbine (CGT or CT) and a steam turbine (ST) configured in single shaft alignment, where each CT and ST train share one common electric generator. The turbines to be used for this project are Two General Electric (GE) 7HA.02 CTs, each in 1 x 1 single shaft combined- cycle power islands. Each CT and duct burner will exclusively fire pipeline-quality natural gas. The HRSGs will be equipped with selective catalytic reduction (SCR) to minimize nitrogen oxide (NOx) emissions and oxidation catalysts to minimize carbon monoxide (CO) and volatile organic compound (VOC) emissions from the CTs and DBâ€™s. The Project will also include several pieces of ancillary equipment. The list of equipment includes: One fuel gas dew-point heater - natural gas fired, common for all CTs Two CT inlet evaporative coolers - one for each CT (not emissions sources) Two air-cooled condensers (ACCs) - one for each HRSG (not emissions sources) One auxiliary boiler, natural gas-fired One diesel engine powered emergency generator One diesel engine powered fire water pump Diesel fuel, lubricating oil, and aqueous ammonia storage tanks The project once operational will produce 1050 MW Electric Generation |  | Emergency Generator | 17.11 |  | 0 |  | Sulfur content of the diesel fuel combusted by the emergency diesel generator shall not exceed 15 ppm. Shall maintain and operate the source in accordance with good engineering practice. | Carbon Monoxide | Unspecified | (InOrganic Compounds) | 630-08-0 | N |  | 0.26 | G/HP-HR |  | BACT-PSD | NSPS | U | 0 | U | 0.083 | TPY | 12-MONTH ROLLING BASIS | 0 |  |  | 0 | 0 | N
*PA-0311 | MOXIE FREEDOM GENERATION PLANT | MOXIE FREEDOM LLC | LUZERNE | PA | 18603 | USA |  |  |  | 3 | PA001 | PENNSYLVANIA DEPT OF ENVIRONMENTAL PROTECTION, BUREAU OF AIR QUALITY | MR. ROBERT COOK | (717)772-3974 | rwcook@pa.gov |  | 40-00129A | 4911 | 221112 | 110064098541 | 10/06/2014 &nbsp;ACT | 09/01/2015 &nbsp;ACT | 2017-07-28 | 2017-07-31 | A |  | The Project is for the construction and operation of two identical 1 x 1 power blocks, each consisting of a combustion gas turbine (CGT or CT) and a steam turbine (ST) configured in single shaft alignment, where each CT and ST train share one common electric generator. The turbines to be used for this project are Two General Electric (GE) 7HA.02 CTs, each in 1 x 1 single shaft combined- cycle power islands. Each CT and duct burner will exclusively fire pipeline-quality natural gas. The HRSGs will be equipped with selective catalytic reduction (SCR) to minimize nitrogen oxide (NOx) emissions and oxidation catalysts to minimize carbon monoxide (CO) and volatile organic compound (VOC) emissions from the CTs and DBâ€™s. The Project will also include several pieces of ancillary equipment. The list of equipment includes: One fuel gas dew-point heater - natural gas fired, common for all CTs Two CT inlet evaporative coolers - one for each CT (not emissions sources) Two air-cooled condensers (ACCs) - one for each HRSG (not emissions sources) One auxiliary boiler, natural gas-fired One diesel engine powered emergency generator One diesel engine powered fire water pump Diesel fuel, lubricating oil, and aqueous ammonia storage tanks The project once operational will produce 1050 MW Electric Generation |  | Fire Pump Engine | 17.11 | diesel | 0 |  | Sulfur content of the diesel fuel combusted by the fire engine pump shall not exceed 15 ppm. Shall maintain and operate the source in accordance with good engineering practice. | Carbon Monoxide | Unspecified | (InOrganic Compounds) | 630-08-0 | N |  | 1 | G/HP-HR |  | BACT-PSD | NSPS | U | 0 | U | 0.28 | TPY | 12-MOTH ROLLING BASIS | 0 |  |  | 0 | 0 | N
*SD-0005 | DEER CREEK STATION | BASIN ELECTRIC POWER COOPERATIVE | BROOKINGS | SD | 57026 | USA | JERRY MENGE | 7012230441 |  | 8 | SD001 | SOUTH DAKOTA DEPT OF WATER & NAT'L RES | KYRIK ROMBOUGH | (605)730-3151 | kyrik.rombough@state.sd.us |  | 28.0505-PSD | 4911 | 221112 | 110055510433 | &nbsp; | 06/29/2010 &nbsp;ACT | 2011-06-30 | 2018-03-23 | A |  | Natural gas-fired combustion turbine and heat recovery steam generator for electricity production. The facility has a maximum net output of 300 megawatts. |  | Emergency Generator | 17.11 | Distillate Oil | 2000 | Kilowatts |  | Carbon Monoxide | Unspecified | (InOrganic Compounds) | 630-08-0 | N |  | 0 |  |  | BACT-PSD | NSPS | U | 0 | U | 0 |  |  | 0 |  |  | 0 | 0 | N |  | BACT was determined to be the requirements in 40 CFR Part 60, Subpart IIII
*SD-0005 | DEER CREEK STATION | BASIN ELECTRIC POWER COOPERATIVE | BROOKINGS | SD | 57026 | USA | JERRY MENGE | 7012230441 |  | 8 | SD001 | SOUTH DAKOTA DEPT OF WATER & NAT'L RES | KYRIK ROMBOUGH | (605)730-3151 | kyrik.rombough@state.sd.us |  | 28.0505-PSD | 4911 | 221112 | 110055510433 | &nbsp; | 06/29/2010 &nbsp;ACT | 2011-06-30 | 2018-03-23 | A |  | Natural gas-fired combustion turbine and heat recovery steam generator for electricity production. The facility has a maximum net output of 300 megawatts. |  | Fire Water Pump | 17.11 | Distillate Oil | 577 | horsepower |  | Carbon Monoxide | Unspecified | (InOrganic Compounds) | 630-08-0 | N |  | 0 |  |  | BACT-PSD | NSPS | U | 0 | U | 0 |  |  | 0 |  |  | 0 | 0 | N |  | BACT was determined to be the requirements in 40 CFR Part 60, Subpart IIII
*VA-0321 | BRUNSWICK COUNTY POWER STATION | VIRGINIA ELECTRIC AND POWER COMPANY | BRUNSWICK | VA | 23856 | USA | JEFFREY ZEHNER | 804-273-3145 | JEFFREY.R.ZEHNER@DOM.COM | 3 | VA001 | VIRGINIA DEPT. OF ENVIRONMENTAL QUALITY; DIVISION OF AIR QUALITY | MR. YOGESH DOSHI | (804)698-4017 | Yogesh.doshi@deq.virginia.gov | For technical information about this facility, please contact the Air Permit writer, Alison Sinclar, by phone at (804) 527-5155 or by e-mail: Alison.Sinclair@deq.virginia.gov | 52404-001 | 4911 | 221112 | 110055066440 | 12/21/2012 &nbsp;ACT | 03/12/2013 &nbsp;ACT | 2013-04-03 | 2016-07-07 | A | http://www.deq.virginia.gov/Programs/Air/PermittingCompliance/Permitting/IssuedPSDNANSRPermits.aspx,http://www.deq.virginia.gov/Programs/Air/PermittingCompliance/Permitting/IssuedPSDNANSRPermits.aspx,http://www.deq.virginia.gov/Programs/Air/PermittingCompliance/Permitting/IssuedPSDNANSRPermits.aspx,http://www.deq.virginia.gov/Programs/Air/PermittingCompliance/Permitting/IssuedPSDNANSRPermits.aspx | New, combined-cycle, natural gas-fired, electrical power generating facility. |  | Emergency diesel generator- 2200 kW | 17.11 | ultra low sulfur diesel | 500 | hrs/yr |  | Carbon Monoxide | Unspecified | (InOrganic Compounds) | 630-08-0 | P | good combustion practices | 3.5 | G/KW-HR |  | BACT-PSD | NSPS , SIP | N | 0 | U | 4.3 | TONS/YR | 12 MO ROLLING AVG | 0 |  |  | 0 | 0 | N |  | Emergency use only, operate according to mfr instructions or procedures, Fuel monitoring, and non-resettable hour meter
AK-0066 | ENDICOTT PRODUCTION FACILITY, LIBERTY DEVELOPMENT PROJECT | BRITISH PETROLEUM EXPLORATION ALASKA (BPXA) | PRUDHOE BAY | AK |  | USA | ALISON COOKE | 9075644838 |  | 10 | AK001 | ALASKA DEPT OF ENVIRONMENTAL CONS | MR. JIM PLOSAY | (907) 465-5103 | JOHN.KUTERBACH@ALASKA.GOV | SALLY RYAN, (907) 269-6271 MATT WILKINSON, (907) 465-5124 | AQ0181CPT06, REVISION 2 | 1311 | 211111 | UNKNOWN | &nbsp; | 06/15/2009 &nbsp;ACT | 2009-06-03 | 2009-08-06 | B |  | AT ENDICOTT, BPXA PROCESSES CRUDE OIL PRODUCTION FLUIDS RECEIVED FROM VARIOUS CRUDE OIL ACCUMULATIONS LOCATED ON THE NORTH SLOPE OF ALASKA. THE STATIONARY SOURCE IS CURRENTLY SITUATED ON TWO OFF-SHORE PRODUCTION ISLANDS, WHICH ARE LOCATED IN THE BEAUFORT SEA, AND CONNECTED BY A 3.5 MILE CAUSEWAY. ENDICOTT IS CURRENTLY CAPABLE OF PROCESSING 120,000 BARRELS OF CRUDE OIL PER DAY AND 480 MILLION STANDARD CUBIC FEET OF GAS. PRODUCTION FLUIDS CONSIST MAINLY OF CRUDE OIL, HYDROCARBON GAS, AND WATER. THE CRUDE OIL IS PROCESSED TO REMOVE HYDROCARBON GAS AND WATER IN ORDER TO MEET SPECIFIC CRUDE-OIL SALES SPECIFICATIONS. THE HYDROCARBON GAS IS DEHYDRATED, STRIPPED OF HEAVIER HYDROCARBONS THAT MAY BE PRESENT AND COMPRESSED FOR RE-INJECTION INTO THE OIL-BEARING RESERVOIR OR USED AS FUEL. WATER IS PROCESSED TO REMOVE ENTRAINED CRUDE OIL BEFORE RE-INJECTION. THE ENERGY NEEDED TO SUPPORT OPERATIONS COMES PRIMARILY FROM THE COMBUSTION OF PRODUCED HYDROCARBON GAS. |  | EU ID 58, CAMP ENGINE 3 | 17.11 | DISTILLATE | 1041 | HP |  | Carbon Monoxide | Unspecified | (InOrganic Compounds) | 630-08-0 | N | GOOD COMBUSTION PRACTICES | 2.6 | G/HP-H |  | BACT-PSD | NSPS | U | 0 | U | 0 |  |  | 0 |  |  | 0 | 0 | N |  | BASELINE SELECTED AS BACT
AK-0076 | POINT THOMSON PRODUCTION FACILITY | EXXON MOBIL CORPORATION | NORTH SLOPE | AK |  | USA | MATT REILLE | 907 929 4108 | MATTHEW.R.REILE@EXXONMOBIL.COM | 10 | AK001 | ALASKA DEPT OF ENVIRONMENTAL CONS | MR. JIM PLOSAY | (907) 465-5103 | JOHN.KUTERBACH@ALASKA.GOV |  | AQ1201CPT01 | 1382 | 211111 | Not Available | 04/09/2012 &nbsp;ACT | 08/20/2012 &nbsp;ACT | 2012-08-23 | 2013-05-30 | A |  | OIL GAS EXPLORATION AND PRODUCTION FACILITY | ESTABLISH A NEW FACILITY IN THE NORTH SLOPE OF ALASKA | Combustion of Diesel by ICEs | 17.11 | ULSD | 1750 | kW | Diesel-fired generators | Carbon Monoxide | Unspecified | (InOrganic Compounds) | 630-08-0 | N |  | 3.5 | G/KW-H |  | BACT-PSD | NSPS | U | 0 | U | 0 |  |  | 0 |  |  | 0 | 0 | N
AK-0082 | POINT THOMSON PRODUCTION FACILITY | EXXON MOBIL CORPORATION | USA | AK |  | USA | MATT REILE | 907 929 4108 | MATTHEW.R.REILE@EXXONMOBIL.COM | 10 | AK001 | ALASKA DEPT OF ENVIRONMENTAL CONS | MR. JIM PLOSAY | (907) 465-5103 | JOHN.KUTERBACH@ALASKA.GOV |  | AQ1201CPT03 | 1382 | 211111 | 110058932561 | 12/13/2013 &nbsp;ACT | 01/23/2015 &nbsp;ACT | 2015-01-28 | 2016-02-19 | C | http://dec.alaska.gov/Applications/Air/airtoolsweb/Home/ViewAttachment/16685549/QXjhK6BJvK3h8EByjhru7Q2 | OIL GAS EXPLORATION AND PRODUCTION FACILITY. | Revise Existing RBLC ID AK-0076 to include pollutants: PM-10 and VOC which now trigger PSD. | Emergency Camp Generators | 17.11 | Ultra Low Sulfur Diesel | 2695 | hp | Three 2,695 hp ULSD-fired Standby Camp Generator Engines. | Carbon Monoxide | Unspecified | (InOrganic Compounds) | 630-08-0 | N |  | 2.6 | GRAMS/HP-H |  | BACT-PSD |  | U | 0 | U | 0 |  |  | 0 |  |  | 0 | 0 | N
AK-0082 | POINT THOMSON PRODUCTION FACILITY | EXXON MOBIL CORPORATION | USA | AK |  | USA | MATT REILE | 907 929 4108 | MATTHEW.R.REILE@EXXONMOBIL.COM | 10 | AK001 | ALASKA DEPT OF ENVIRONMENTAL CONS | MR. JIM PLOSAY | (907) 465-5103 | JOHN.KUTERBACH@ALASKA.GOV |  | AQ1201CPT03 | 1382 | 211111 | 110058932561 | 12/13/2013 &nbsp;ACT | 01/23/2015 &nbsp;ACT | 2015-01-28 | 2016-02-19 | C | http://dec.alaska.gov/Applications/Air/airtoolsweb/Home/ViewAttachment/16685549/QXjhK6BJvK3h8EByjhru7Q2 | OIL GAS EXPLORATION AND PRODUCTION FACILITY. | Revise Existing RBLC ID AK-0076 to include pollutants: PM-10 and VOC which now trigger PSD. | Fine Water Pumps | 17.11 | Ultra Low Sulfur Diesel | 610 | hp | Two ULSD-fired 610 hp Fine Water Pumps | Carbon Monoxide | Unspecified | (InOrganic Compounds) | 630-08-0 | N |  | 2.6 | GRAMS/HP-H |  | BACT-PSD |  | U | 0 | U | 0 |  |  | 0 |  |  | 0 | 0 | N
AK-0082 | POINT THOMSON PRODUCTION FACILITY | EXXON MOBIL CORPORATION | USA | AK |  | USA | MATT REILE | 907 929 4108 | MATTHEW.R.REILE@EXXONMOBIL.COM | 10 | AK001 | ALASKA DEPT OF ENVIRONMENTAL CONS | MR. JIM PLOSAY | (907) 465-5103 | JOHN.KUTERBACH@ALASKA.GOV |  | AQ1201CPT03 | 1382 | 211111 | 110058932561 | 12/13/2013 &nbsp;ACT | 01/23/2015 &nbsp;ACT | 2015-01-28 | 2016-02-19 | C | http://dec.alaska.gov/Applications/Air/airtoolsweb/Home/ViewAttachment/16685549/QXjhK6BJvK3h8EByjhru7Q2 | OIL GAS EXPLORATION AND PRODUCTION FACILITY. | Revise Existing RBLC ID AK-0076 to include pollutants: PM-10 and VOC which now trigger PSD. | Bulk Tank Generator Engines | 17.11 | Ultra Low Sulfur Diesel | 891 | hp | Two ULSD-fired 891 hp Bulk Tank Storage Area Generator Engines | Carbon Monoxide | Unspecified | (InOrganic Compounds) | 630-08-0 | N |  | 2.6 | GRAMS/HP-H |  | BACT-PSD |  | U | 0 | U | 0 |  |  | 0 |  |  | 0 | 0 | N
AL-0251 | HILLABEE ENERGY CENTER | CER GENERATION | TALLAPOOSA | AL |  | USA | TONY DIEMEL | 4136150637 | TONY.W.DIEMEL@CONSTELLATION.COM | 4 | AL001 | ALABAMA DEPT OF ENVIRONMENTAL MGMT | MR. DALE HURST | (334) 271-7882 | ADH@ADEM.STATE.AL.US | AMY GRAHAM (334) 271-7867 | 310-0022-X001 | 4911 | 221119 | not found | 07/09/2008 &nbsp;ACT | 09/24/2008 &nbsp;ACT | 2011-03-22 | 2015-02-09 | A |  | ENERGY PLANT |  | EMERGENCY GENERATOR | 17.11 | DIESEL | 600 | EKW |  | Carbon Monoxide | Unspecified | (InOrganic Compounds) | 630-08-0 | N | GOOD COMBUSTION PRACTICES | 0 |  |  | BACT-PSD |  | U | 0 | N | 0 |  |  | 0 |  |  | 0 | 0 | N |  | Contact permitting agency for emissions information.
AL-0301 | NUCOR STEEL TUSCALOOSA, INC. | NUCOR STEEL TUSCALOOSA, INC. | TUSCALOOSA | AL | 35404 | USA | ERIC LARMORE | 2055621132 | ERIC.LARMORE@NUCOR.COM | 4 | AL001 | ALABAMA DEPT OF ENVIRONMENTAL MGMT | MR. DALE HURST | (334) 271-7882 | ADH@ADEM.STATE.AL.US |  | 413-0033-X014 - X020 | 3312 | 331111 | 110042026170 | 03/19/2014 &nbsp;ACT | 07/22/2014 &nbsp;ACT | 2015-05-11 | 2016-06-08 | D |  | STEEL MILL ADDING 2ND BAGHOUSE TO EAF, AUSTENITIZING FURNACE, TEMPERING FURNACE, VACUUM DEGASSER, PLASMA TORCHES, AND EMERGENCY GENERATORS | ADDING 2ND BAGHOUSE TO EAF, AUSTENITIZING FURNACE, TEMPERING FURNACE, VACUUM DEGASSER, PLASMA TORCHES, AND EMERGENCY GENERATORS | DIESEL FIRED EMERGENCY GENERATOR | 17.11 | DIESEL | 800 | HP |  | Carbon Monoxide | EPA/OAR Mthd 10 | (InOrganic Compounds) | 630-08-0 | N |  | 0.0055 | LB/HP-H |  | BACT-PSD | NSPS , MACT | N | 0 | N | 0 |  |  | 0 |  |  | 0 | 0 | N
CA-1191 | VICTORVILLE 2 HYBRID POWER PROJECT | CITY OF VICTORVILLE | SAN BERNARDINO | CA | 92394 | USA | JOHN B. ROBERTS |  |  | 9 | OT010 | EPA REGION IX | MR. GERARDO RIOS | (415)972-3974 | rios.gerardo@epa.gov |  | SE 07-02 | 4911 | 221112 | 110040578862 | 06/13/2007 &nbsp;ACT | 03/11/2010 &nbsp;ACT | 2012-11-07 | 2017-12-14 | A | http://www.epa.gov/region9/air/permit/r9-permits-issued.html | 563 MW power plant comprised of a hybrid of natural gas-fired combined cycle generating equipment integrated with solar thermal components |  | EMERGENCY ENGINE | 17.11 | DIESEL | 2000 | KW | 2000 KW (2,683 hp) engine | Carbon Monoxide | EPA/OAR Mthd 10 | (InOrganic Compounds) | 630-08-0 | N | OPERATIONAL RESTRICTION OF 50 HR/YR | 3.5 | G/KW-H |  | BACT-PSD |  | U | 0 | U | 2.6 | G/HP-H |  | 0 |  |  | 0 | 0 | N
CA-1212 | PALMDALE HYBRID POWER PROJECT | CITY OF PALMDALE | LOS ANGELES | CA | 93535 | USA | STEVE WILLIAMS |  |  | 9 | OT010 | EPA REGION IX | MR. GERARDO RIOS | (415)972-3974 | rios.gerardo@epa.gov |  | SE 09-01 | 4911 | 221112 |  | 08/19/2011 &nbsp;ACT | 10/18/2011 &nbsp;ACT | 2012-11-11 | 2014-01-27 | A | http://www.epa.gov/region9/air/permit/r9-permits-issued.html | 570 MW NATURAL GAS FIRED COMBINED CYCLE POWER PLANT WITH AN INTEGRATED 50 MW SOLAR THERMAL PLANT | NOTE: FINAL PSD PERMIT ISSUED ON 11/18/2011. PERMIT APPEALED TO THE ENVIRONMENTAL APPEALS BOARD, AND EAB DENIED REVIEW OF THIS APPEAL ON 9/17/2012. PETITIONER FILED A PETITION FOR REVIEW WITH THE 9TH CIRCUIT FEDERAL COURT. THIS COURT CASE WAS DISMISSED ON 10/28/2013. | EMERGENCY IC ENGINE | 17.11 | DIESEL | 2683 | HP | UNIT IS 2000 KW. | Carbon Monoxide | EPA/OAR Mthd 10 | (InOrganic Compounds) | 630-08-0 | N |  | 3.5 | G/KW-H |  | BACT-PSD |  | U | 0 | U | 2.6 | G/HP-H |  | 0 |  |  | 0 | 0 | N
FL-0310 | SHADY HILLS GENERATING STATION | SHADY HILLS POWER COMPANY | PASCO | FL | 6927 | USA | ROY S. BELDEN | 2033576820 | ROY.BELDEN@GE.COM | 4 | FL001 | FLORIDA DEPT. OF ENVIRONMENTAL PROTECTION | MR. DAVID READ | (850) 717-9000 | David.Read@dep.state.fl.us | SYED ARIF, PROJECT ENGINEER PHONE 850/ 921-9528 SYED.ARIF@DEP.STATE.FL.US TERESA HERON PHONE 850/921-9529 TERESA.HERON@DEP.STATE.FL.US | PSD-FL-402 | 4911 | 221122 | 1210100373 | 05/13/2008 &nbsp;ACT | 01/12/2009 &nbsp;ACT | 2009-07-29 | 2010-01-26 | B |  | THIS FACILITY CONSISTS OF THREE, DUAL-FUEL, NOMINAL 170 MW GENERAL ELECTRIC MODEL PG7241FA (GE 7FA) SIMPLE CYCLE COMBUSTION TURBINES-ELECTRICAL GENERATORS, THREE EXHAUST STACKS THAT ARE 18 FEET IN DIAMETER AND 75 FEET TALL, AND ONE 2.8-MILLION GALLON DISTILLATE FUEL OIL STORAGE TANK. THE COMBUSTION TURBINE UNITS CAN OPERATE IN SIMPLE-CYCLE MODE AND INTERMITTENT DUTY MODE. THE UNITS ARE EQUIPPED WITH DRY LOW-NITROGEN OXIDES (NOX) COMBUSTORS AND WATER INJECTION CAPABILITY. THE THREE COMBUSTION TURBINES ARE REGULATED UNDER PHASE II OF THE FEDERAL ACID RAIN PROGRAM. THIS FACILITY OPERATES DURING PEAK HOURS OF ELECTRICAL USE. |  | 2.5 MW EMERGENCY GENERATOR | 17.11 | ULTRA LOW S OIL | 2.5 | MW | MAXIMUM HOURS OF OPERATION: 500 HRS/YR | Carbon Monoxide | EPA/OAR Mthd 10 | (InOrganic Compounds) | 630-08-0 | P | PURCHASED MODEL IS AT LEAST AS STRINGENT AS THE BACT VALUES UNDER EPA'S CERTIFICATION. | 8.5 | G/HP-H | 3 ONE HOUR TEST RUNS BY EPA METHOD 10 | BACT-PSD | NSPS | U | 0 | U | 0 |  |  | 0 |  |  | 0 | 0 | N |  | INITIAL PERFORMANCE TEST ONLY UNLESS ON EPA CERTIFICATION IS PROVIDED TO SHOW TAHT THE EMISSION CHARACTERISTICS OF THE PURCHASED MODEL IS AT LEST AS STRINGENT AS THE BACT VALUES AND THE USE OF ULSO FUEL OIL CAN BE TO FULFILL THIS REQUIREMENTS
FL-0322 | SWEET SORGHUM-TO-ETHANOL ADVANCED BIOREFINERY | SOUTHEAST RENEWABLE FUELS (SRF), LLC | HENDRY COUNTY | FL | 33440 | USA | DON MARKLEY | 954-492-1588 | DMARKLEY@SERENEWABLE.COM | 4 | FL001 | FLORIDA DEPT. OF ENVIRONMENTAL PROTECTION | MR. DAVID READ | (850) 717-9000 | David.Read@dep.state.fl.us | Alvaro Linero, P.E. Administrator alvaro.linero@dep.state.fl.us Phone: 850-717-9076 David Read, Engineer david.read@dep.state.fl.us Phone: 850-717-9075 Teresa Heron, Engineer teresa.heron@dep.state.fl.us phone: 850-717-9082 | PSD-FL-412 (0510032-001-AC) | 2869 | 325193 | Not Applicable | 03/19/2010 &nbsp;ACT | 12/23/2010 &nbsp;ACT | 2011-01-31 | 2011-07-06 | A | http://www.dep.state.fl.us/Air/emission/bioenergy/southern_renewables.htm | The SRF facility will be located just East of County Road (CR) 835 at the intersection with Hill Grade Road and approximately 13 miles south southwest of Clewiston/Lake Okeechobee in Hendry County. Hendry County is bounded by Lee County to the west, Glades County to the north, Collier County to the south, Palm Beach County to the east and Broward County to the southeast. Lake Okeechobee is located immediately northeast of Hendry County. The Big Cypress Seminole Indian Reservation is located approximately 18 miles south southeast of the site entrance. Most of Hendry County is agricultural. | The applicant proposes to construct a sweet sorghum-to-ethanol advanced biorefinery with a capacity of 22.11 million gallons per year (MGPY). The sweet sorghum will be grown on adjacent farmland. The sweet sorghum juice will be squeezed from the sorghum stalks, fermented, distilled and blended to make a range of ethanol/gasoline products. The leftover stalk fiber (bagasse) and other parts of the plant (harvest field residue) will be combusted in a cogeneration biomass boiler to make process steam and up to 30 megawatts (MW, gross) of electricity. The applicant also plans to use sweet sorghum molasses in the ethanol process when sweet sorghum is not available. Wood and yard waste will be used as a backup and supplemental fuel for the biomass boiler. | Emergency Generators, Two 2682 HP EA | 17.11 | ULSD | 0 |  | Two emergency generators, each rated at 2,000 kW, will be installed to provide backup electrical power in the event of a power outage at the SRF facility. The engines will fire ULSD fuel oil or propane and each will be limited to 500 hours per year of operation during emergencies. Each unit will be operated no more than 100 hours per year for testing and maintenance purposes per 40 CFR 60, Subpart IIII. Each engine will be designed to meet USEPAâ€™s emission standards listed in 40 CFR Part 60 Subpart IIII for model year 2006 or later. | Carbon Monoxide | Other - Manufacturer Certification | (InOrganic Compounds) | 630-08-0 | N |  | 3.5 | G/KW-H |  | BACT-PSD |  | U | 0 | N | 0 |  |  | 0 |  |  | 0 | 0 | N |  | Each emergency generator shall comply with the emission limit and demonstrate compliance in accordance with the procedures given in NSPS 40 CFR 60, Subpart IIII the language of which is given in Appendix IIII. Manufacturer certification can be provided to the Department in lieu of actual stack testing.
FL-0328 | ENI - HOLY CROSS DRILLING PROJECT | ENI U.S. OPERATING COMPANY, INC. |  | FL |  | USA |  |  |  | 4 | OT005 | EPA REGION IV | MS. KATY R. FORNEY | (404) 562-9130 | forney.kathleen@epa.gov |  | OCS-EPA-R4007 | 1382 | 211112 | Not Available | 10/20/2010 &nbsp;ACT | 10/27/2011 &nbsp;ACT | 2011-10-31 | 2016-04-14 | A | http://www.epa.gov/region4/air/permits/OCSPermits/EniOCS.html | The project, known as the Holy Cross Drilling Project, will mobilize the Pathfinder drillship, and support vessels to drill in the Gulf of Mexico, Lloyd Ridge lease block 411, to determine the presence of natural gas. The exploratory drilling activity will consist of two phases: the initial drilling phase and the well completion phase; the Pathfinder will complete both phases. The operation will last up to two years, and based on applicable permitting regulations, is a â€œtemporary sourceâ€ for PSD permitting purposes. | Sys Admin: (Will Remove Note on Completion) 2/24/16 Talked to Region 4 and they did not know each polt was to be listed separately. Editor, Andrew Porter, will go into this det and correct the problem. ==================================== | Main Propulsion Engines | 17.11 | Diesel | 0 |  | WÃ¤rtsilÃ¤ Vasa 18V32 LNE and WÃ¤rtsilÃ¤ Vasa 12V32 LNE model engines | Carbon Monoxide | Unspecified | (InOrganic Compounds) | 630-08-0 | P | Use of good combustion practices based on the current manufacturerâ€™s specifications for these engines, and additional enhanced work practice standards including an engine performance management system and the Diesel Engines with Turbochargers (DEWT) measurement system. | 3.3 | G/KW-H | 24-HOUR ROLLING | BACT-PSD |  | U | 0 | U | 0 |  |  | 0 |  |  | 0 | 0 | N
FL-0328 | ENI - HOLY CROSS DRILLING PROJECT | ENI U.S. OPERATING COMPANY, INC. |  | FL |  | USA |  |  |  | 4 | OT005 | EPA REGION IV | MS. KATY R. FORNEY | (404) 562-9130 | forney.kathleen@epa.gov |  | OCS-EPA-R4007 | 1382 | 211112 | Not Available | 10/20/2010 &nbsp;ACT | 10/27/2011 &nbsp;ACT | 2011-10-31 | 2016-04-14 | A | http://www.epa.gov/region4/air/permits/OCSPermits/EniOCS.html | The project, known as the Holy Cross Drilling Project, will mobilize the Pathfinder drillship, and support vessels to drill in the Gulf of Mexico, Lloyd Ridge lease block 411, to determine the presence of natural gas. The exploratory drilling activity will consist of two phases: the initial drilling phase and the well completion phase; the Pathfinder will complete both phases. The operation will last up to two years, and based on applicable permitting regulations, is a â€œtemporary sourceâ€ for PSD permitting purposes. | Sys Admin: (Will Remove Note on Completion) 2/24/16 Talked to Region 4 and they did not know each polt was to be listed separately. Editor, Andrew Porter, will go into this det and correct the problem. ==================================== | Crane Engines (units 1 and 2) | 17.11 | Diesel | 0 |  | Caterpillar 3408 - 1997 model year engines | Carbon Monoxide | Unspecified | (InOrganic Compounds) | 630-08-0 | P | Use of certified EPA Tier 1 engines and good combustion practices based on the current manufacturerâ€™s specifications for this engine. | 11.8 | TONS PER YEAR | 12-MONTH ROLLING | BACT-PSD |  | U | 0 | U | 0 |  |  | 0 |  |  | 0 | 0 | N
FL-0328 | ENI - HOLY CROSS DRILLING PROJECT | ENI U.S. OPERATING COMPANY, INC. |  | FL |  | USA |  |  |  | 4 | OT005 | EPA REGION IV | MS. KATY R. FORNEY | (404) 562-9130 | forney.kathleen@epa.gov |  | OCS-EPA-R4007 | 1382 | 211112 | Not Available | 10/20/2010 &nbsp;ACT | 10/27/2011 &nbsp;ACT | 2011-10-31 | 2016-04-14 | A | http://www.epa.gov/region4/air/permits/OCSPermits/EniOCS.html | The project, known as the Holy Cross Drilling Project, will mobilize the Pathfinder drillship, and support vessels to drill in the Gulf of Mexico, Lloyd Ridge lease block 411, to determine the presence of natural gas. The exploratory drilling activity will consist of two phases: the initial drilling phase and the well completion phase; the Pathfinder will complete both phases. The operation will last up to two years, and based on applicable permitting regulations, is a â€œtemporary sourceâ€ for PSD permitting purposes. | Sys Admin: (Will Remove Note on Completion) 2/24/16 Talked to Region 4 and they did not know each polt was to be listed separately. Editor, Andrew Porter, will go into this det and correct the problem. ==================================== | Crane Engines (units 3 and 4) | 17.11 | Diesel | 0 |  | Caterpillar 3406 - 2008 model year engines | Carbon Monoxide | Unspecified | (InOrganic Compounds) | 630-08-0 | P | Use of good combustion practices, based on the current manufacturerâ€™s specifications for this engine | 4 | TONS PER YEAR | 12-MONTH ROLLING | BACT-PSD |  | U | 0 | U | 0 |  |  | 0 |  |  | 0 | 0 | N
FL-0328 | ENI - HOLY CROSS DRILLING PROJECT | ENI U.S. OPERATING COMPANY, INC. |  | FL |  | USA |  |  |  | 4 | OT005 | EPA REGION IV | MS. KATY R. FORNEY | (404) 562-9130 | forney.kathleen@epa.gov |  | OCS-EPA-R4007 | 1382 | 211112 | Not Available | 10/20/2010 &nbsp;ACT | 10/27/2011 &nbsp;ACT | 2011-10-31 | 2016-04-14 | A | http://www.epa.gov/region4/air/permits/OCSPermits/EniOCS.html | The project, known as the Holy Cross Drilling Project, will mobilize the Pathfinder drillship, and support vessels to drill in the Gulf of Mexico, Lloyd Ridge lease block 411, to determine the presence of natural gas. The exploratory drilling activity will consist of two phases: the initial drilling phase and the well completion phase; the Pathfinder will complete both phases. The operation will last up to two years, and based on applicable permitting regulations, is a â€œtemporary sourceâ€ for PSD permitting purposes. | Sys Admin: (Will Remove Note on Completion) 2/24/16 Talked to Region 4 and they did not know each polt was to be listed separately. Editor, Andrew Porter, will go into this det and correct the problem. ==================================== | Emergency Engine | 17.11 | Diesel | 0 |  | MAN D-2842 LE model engine | Carbon Monoxide | Unspecified | (InOrganic Compounds) | 630-08-0 | P | Use of good combustion practices, based on the current manufacturerâ€™s specifications for this engine | 0.09 | TONS PER YEAR | 12-MONTH ROLLING | BACT-PSD |  | U | 0 | U | 0 |  |  | 0 |  |  | 0 | 0 | N
FL-0328 | ENI - HOLY CROSS DRILLING PROJECT | ENI U.S. OPERATING COMPANY, INC. |  | FL |  | USA |  |  |  | 4 | OT005 | EPA REGION IV | MS. KATY R. FORNEY | (404) 562-9130 | forney.kathleen@epa.gov |  | OCS-EPA-R4007 | 1382 | 211112 | Not Available | 10/20/2010 &nbsp;ACT | 10/27/2011 &nbsp;ACT | 2011-10-31 | 2016-04-14 | A | http://www.epa.gov/region4/air/permits/OCSPermits/EniOCS.html | The project, known as the Holy Cross Drilling Project, will mobilize the Pathfinder drillship, and support vessels to drill in the Gulf of Mexico, Lloyd Ridge lease block 411, to determine the presence of natural gas. The exploratory drilling activity will consist of two phases: the initial drilling phase and the well completion phase; the Pathfinder will complete both phases. The operation will last up to two years, and based on applicable permitting regulations, is a â€œtemporary sourceâ€ for PSD permitting purposes. | Sys Admin: (Will Remove Note on Completion) 2/24/16 Talked to Region 4 and they did not know each polt was to be listed separately. Editor, Andrew Porter, will go into this det and correct the problem. ==================================== | Emergency Fire Pump Engine | 17.11 | Diesel | 0 |  | Detroit 8V-92 TA model engine | Carbon Monoxide | Unspecified | (InOrganic Compounds) | 630-08-0 | P | Use of good combustion practices, based on the current manufacturerâ€™s specifications for this engine | 0.005 | TONS PER YEAR | 12-MONTH ROLLING | BACT-PSD |  | U | 0 | U | 0 |  |  | 0 |  |  | 0 | 0 | N
FL-0332 | HIGHLANDS BIOREFINERY AND COGENERATION PLANT | HIGHLANDS ENVIROFUELS (HEF), LLC | HIGHLAND COUNTY | FL | 33852 | USA | BRADLEY KROHN | 813-425-5478 | BKROHN@USENVIROFUELS.COM | 4 | FL001 | FLORIDA DEPT. OF ENVIRONMENTAL PROTECTION | MR. DAVID READ | (850) 717-9000 | David.Read@dep.state.fl.us | KRIS LANH - RBLC COORDINATOR ( KRIS.LANH@DEP.STATE.FL.US ) DAVID REED - PERMIT ENGINEER FOR THIS PROJECT, EMAIL: DAVID.REED@DEP.STATE.FL.US PH. 850-717-9075 | PSD-FL-416, 0550063-001-AC | 2869 | 221119 | No FRS Number | 06/28/2011 &nbsp;ACT | 09/23/2011 &nbsp;ACT | 2012-05-17 | 2012-10-11 | U | http://appprod.dep.state.fl.us/air/emission/apds/listpermits.asp | THIS PROJECT INVOLVES THE CONSTRUCTION OF A SUGARCANE AND SWEET SORGHUM-TO-ETHANOL ADVANCED BIOREFINERY WITH A MAXIMUM ANNUAL ETHANOL (C2H5OH) PRODUCTION RATE OF 36 MILLION GALLONS PER YEAR (MGPY). THE CANE (I.E. THE SUGARCANE AND SORGHUM) WILL BE GROWN ON NEARBY FARMLAND. THE JUICE WILL BE SQUEEZED FROM THE FEEDSTOCK STALKS, FERMENTED, DISTILLED AND BLENDED TO MAKE A RANGE OF ETHANOL/GASOLINE PRODUCTS, INCLUDING E-85 (AN 85/15 ETHANOL/GASOLINE BLEND). THE LEFTOVER STALK FIBER (BAGASSE) WILL BE COMBUSTED IN A COGENERATION BIOMASS BOILER (458.5 MMBTU/HR ON A 24-HOUR BASIS) TO MAKE PROCESS STEAM AND UP TO 30 MEGAWATTS (MW, GROSS) OF ELECTRICITY. IN ADDITION TO BAGASSE, THE BOILER WILL USE SUPPLEMENTAL BIOMASS CONSISTING OF ENERGY CROPS, WOOD CHIPS AND VEGETATIVE DEBRIS. NATURAL GAS WILL BE USED FOR STARTUP SHUTDOWN AND FLAME STABILIZATION AND DURING A DISRUPTION IN THE BIOMASS SUPPLY. | THE ONLY SIGNIFICANT EMISSION UNITS ARE THE BIOMASS BOILER (EU 002) AND THE ETHANOL PRODUCTION PROCESS (EU 004). | 2000 KW Emergency Equipment | 17.11 |  | 0 |  | One emergency generator rated at 2,000 kW (2,682 HP) will be installed to provide backup electrical power in the event of a power outage at the HEF facility. The generator will fire ULSD fuel oil or natural gas and will be limited to 500 hours per year of operation during emergencies. The unit will be operated no more than 100 hours per year for testing and maintenance purposes per 40 CFR 60, Subpart IIII. The engine will be designed to meet US EPAâ€™s emission standards listed in 40 CFR Part 60 Subpart IIII for model year 2006 or later. | Carbon Monoxide | Other - Compliance with the NSPS, Subpart IIII | (InOrganic Compounds) | 630-08-0 | P | See Pollutant Notes. | 3.5 | G/KW-H |  | BACT-PSD | NSPS | U | 0 | U | 0 |  |  | 0 |  |  | 0 | 0 | N |  | The emergency generator shall comply with the following emission limits and demonstrate compliance in accordance with the procedures given in NSPS 40 CFR 60, Subpart IIII the language of which is given in Appendix IIII. Manufacturer certification can be provided to the Department in lieu of actual stack testing.
FL-0332 | HIGHLANDS BIOREFINERY AND COGENERATION PLANT | HIGHLANDS ENVIROFUELS (HEF), LLC | HIGHLAND COUNTY | FL | 33852 | USA | BRADLEY KROHN | 813-425-5478 | BKROHN@USENVIROFUELS.COM | 4 | FL001 | FLORIDA DEPT. OF ENVIRONMENTAL PROTECTION | MR. DAVID READ | (850) 717-9000 | David.Read@dep.state.fl.us | KRIS LANH - RBLC COORDINATOR ( KRIS.LANH@DEP.STATE.FL.US ) DAVID REED - PERMIT ENGINEER FOR THIS PROJECT, EMAIL: DAVID.REED@DEP.STATE.FL.US PH. 850-717-9075 | PSD-FL-416, 0550063-001-AC | 2869 | 221119 | No FRS Number | 06/28/2011 &nbsp;ACT | 09/23/2011 &nbsp;ACT | 2012-05-17 | 2012-10-11 | U | http://appprod.dep.state.fl.us/air/emission/apds/listpermits.asp | THIS PROJECT INVOLVES THE CONSTRUCTION OF A SUGARCANE AND SWEET SORGHUM-TO-ETHANOL ADVANCED BIOREFINERY WITH A MAXIMUM ANNUAL ETHANOL (C2H5OH) PRODUCTION RATE OF 36 MILLION GALLONS PER YEAR (MGPY). THE CANE (I.E. THE SUGARCANE AND SORGHUM) WILL BE GROWN ON NEARBY FARMLAND. THE JUICE WILL BE SQUEEZED FROM THE FEEDSTOCK STALKS, FERMENTED, DISTILLED AND BLENDED TO MAKE A RANGE OF ETHANOL/GASOLINE PRODUCTS, INCLUDING E-85 (AN 85/15 ETHANOL/GASOLINE BLEND). THE LEFTOVER STALK FIBER (BAGASSE) WILL BE COMBUSTED IN A COGENERATION BIOMASS BOILER (458.5 MMBTU/HR ON A 24-HOUR BASIS) TO MAKE PROCESS STEAM AND UP TO 30 MEGAWATTS (MW, GROSS) OF ELECTRICITY. IN ADDITION TO BAGASSE, THE BOILER WILL USE SUPPLEMENTAL BIOMASS CONSISTING OF ENERGY CROPS, WOOD CHIPS AND VEGETATIVE DEBRIS. NATURAL GAS WILL BE USED FOR STARTUP SHUTDOWN AND FLAME STABILIZATION AND DURING A DISRUPTION IN THE BIOMASS SUPPLY. | THE ONLY SIGNIFICANT EMISSION UNITS ARE THE BIOMASS BOILER (EU 002) AND THE ETHANOL PRODUCTION PROCESS (EU 004). | 600 HP Emergency Equipment | 17.11 | Ultra-Low Sulfur Oil | 0 |  | One 600 hp diesel fire pump engine will be installed to provide firewater during power outages. This unit will fire ULSD fuel oil or natural gas and will be limited to 500 hours per year of operation. This unit will be operated no more than 100 hours per year for testing and maintenance purposes per 40 CFR 60, Subpart IIII. The engine will be designed to meet US EPAâ€™s emission standards listed in 40 CFR Part 60 Subpart IIII for model year 2009 or later. | Carbon Monoxide | Other - Compliance with thwe NSPS, Subpart IIII | (InOrganic Compounds) | 630-08-0 | P | See Pollutant Notes. | 2.6 | G/HP-H |  | BACT-PSD | NSPS | U | 0 | U | 0 |  |  | 0 |  |  | 0 | 0 | N |  | The emergency fire pump engine shall comply with the following emission limits and demonstrate compliance in accordance with the procedures given in NSPS 40 CFR 60, Subpart IIII. Manufacturer certification may be provided to the Department in lieu of actual testing.
FL-0338 | SAKE PROSPECT DRILLING PROJECT | BHP BILLITON PETROLEUM, INC. |  | FL |  | USA |  |  |  | 4 | OT005 | EPA REGION IV | MS. KATY R. FORNEY | (404) 562-9130 | forney.kathleen@epa.gov |  | OCS-EPA-R4008 | 1381 | 211111 | NA | 03/10/2011 &nbsp;ACT | 05/30/2012 &nbsp;ACT | 2014-02-28 | 2016-05-04 | A | http://www.regulations.gov/#!documentDetail;D=EPA-R04-OAR-2012-0239-0037 | The facility consists of a mobile offshore drilling unit (MODU) using either the Transocean ultra-deepwater C.R. Luigs or the Transocean semisubmersible DD1 to conduct exploratory oil and natural gas drilling in lease blocks within the DeSoto Canyon area of the Gulf of Mexico. | The United States Environmental Protection Agency (EPA) issued this permit pursuant to section 328 of the CAA, 42 U.S.C. Â§ 7627, and the implementing OCS Air Regulations at 40 CFR part 55, which incorporate by reference the PSD Regulations at 40 CFR Â§ 52.21 and the title V Operating Permit Program at 40 CFR part 71. This permit is based upon application materials submitted to EPA by BHP Billiton Petroleum, Inc. (BHPB), dated October 14, 2010, February 9, 2011, September 30, 2011, October 14, 2011, December 21, 2011, January 18, 2012, supplemental submittals in the administrative record for this permit action, and upon the technical analysis performed by EPA. | Main Propulsion Engines - Development Driller 1 | 17.11 | Diesel | 0 |  | Development Driller 1 has eight identical 2002 Caterpillar Model 3612-DITA, 5096 hp diesel electric engines. | Carbon Monoxide | Unspecified | (InOrganic Compounds) | 630-08-0 | B | Use of good combustion practices based on the current manufacturerâ€™s specifications for these engines, and additional enhanced work practice standards including an engine performance management system, positive crankcase ventilation, turbocharger with aftercooler, and high pressure fuel injection with aftercooler. | 1.98 | G/KW-H | 24-HOUR ROLLING | BACT-PSD | OPERATING PERMIT | U | 0 | U | 0 |  |  | 0 |  |  | 0 | 0 | N
FL-0338 | SAKE PROSPECT DRILLING PROJECT | BHP BILLITON PETROLEUM, INC. |  | FL |  | USA |  |  |  | 4 | OT005 | EPA REGION IV | MS. KATY R. FORNEY | (404) 562-9130 | forney.kathleen@epa.gov |  | OCS-EPA-R4008 | 1381 | 211111 | NA | 03/10/2011 &nbsp;ACT | 05/30/2012 &nbsp;ACT | 2014-02-28 | 2016-05-04 | A | http://www.regulations.gov/#!documentDetail;D=EPA-R04-OAR-2012-0239-0037 | The facility consists of a mobile offshore drilling unit (MODU) using either the Transocean ultra-deepwater C.R. Luigs or the Transocean semisubmersible DD1 to conduct exploratory oil and natural gas drilling in lease blocks within the DeSoto Canyon area of the Gulf of Mexico. | The United States Environmental Protection Agency (EPA) issued this permit pursuant to section 328 of the CAA, 42 U.S.C. Â§ 7627, and the implementing OCS Air Regulations at 40 CFR part 55, which incorporate by reference the PSD Regulations at 40 CFR Â§ 52.21 and the title V Operating Permit Program at 40 CFR part 71. This permit is based upon application materials submitted to EPA by BHP Billiton Petroleum, Inc. (BHPB), dated October 14, 2010, February 9, 2011, September 30, 2011, October 14, 2011, December 21, 2011, January 18, 2012, supplemental submittals in the administrative record for this permit action, and upon the technical analysis performed by EPA. | Main Propulsion Engines - C.R. Luigs | 17.11 | Diesel | 5875 | hp | C.R. Luigs has 8 identical MAN B&W 9L32/40-47 5,875 hp diesel electric engines. | Carbon Monoxide | Unspecified | (InOrganic Compounds) | 630-08-0 | B | Use of good combustion practices based on the current manufacturerâ€™s specifications for these engines, and additional enhanced work practice standards including an engine performance management system and the Diesel Engines with Turbochargers measurement system, positive crankcase ventilation, turbocharger and aftercooler, and high pressure fuel injection with aftercooler. | 2.42 | G/KW-H | 24-HOUR ROLLING | BACT-PSD | OPERATING PERMIT | U | 0 | U | 0 |  |  | 0 |  |  | 0 | 0 | N
FL-0338 | SAKE PROSPECT DRILLING PROJECT | BHP BILLITON PETROLEUM, INC. |  | FL |  | USA |  |  |  | 4 | OT005 | EPA REGION IV | MS. KATY R. FORNEY | (404) 562-9130 | forney.kathleen@epa.gov |  | OCS-EPA-R4008 | 1381 | 211111 | NA | 03/10/2011 &nbsp;ACT | 05/30/2012 &nbsp;ACT | 2014-02-28 | 2016-05-04 | A | http://www.regulations.gov/#!documentDetail;D=EPA-R04-OAR-2012-0239-0037 | The facility consists of a mobile offshore drilling unit (MODU) using either the Transocean ultra-deepwater C.R. Luigs or the Transocean semisubmersible DD1 to conduct exploratory oil and natural gas drilling in lease blocks within the DeSoto Canyon area of the Gulf of Mexico. | The United States Environmental Protection Agency (EPA) issued this permit pursuant to section 328 of the CAA, 42 U.S.C. Â§ 7627, and the implementing OCS Air Regulations at 40 CFR part 55, which incorporate by reference the PSD Regulations at 40 CFR Â§ 52.21 and the title V Operating Permit Program at 40 CFR part 71. This permit is based upon application materials submitted to EPA by BHP Billiton Petroleum, Inc. (BHPB), dated October 14, 2010, February 9, 2011, September 30, 2011, October 14, 2011, December 21, 2011, January 18, 2012, supplemental submittals in the administrative record for this permit action, and upon the technical analysis performed by EPA. | Fast Rescue Craft Diesel Engine - C.R. Luigs | 17.11 | diesel | 142 | hp | Use of good combustion practices based on the current manufacturerâ€™s specifications for these engines, use of low sulfur diesel fuel and turbocharger | Carbon Monoxide | Unspecified | (InOrganic Compounds) | 630-08-0 | P | Use of good combustion practices based on the current manufacturerâ€™s specifications for these engines and use of low sulfur diesel fuel | 0 |  |  | BACT-PSD | OPERATING PERMIT | U | 0 | U | 0 |  |  | 0 |  |  | 0 | 0 | N
FL-0338 | SAKE PROSPECT DRILLING PROJECT | BHP BILLITON PETROLEUM, INC. |  | FL |  | USA |  |  |  | 4 | OT005 | EPA REGION IV | MS. KATY R. FORNEY | (404) 562-9130 | forney.kathleen@epa.gov |  | OCS-EPA-R4008 | 1381 | 211111 | NA | 03/10/2011 &nbsp;ACT | 05/30/2012 &nbsp;ACT | 2014-02-28 | 2016-05-04 | A | http://www.regulations.gov/#!documentDetail;D=EPA-R04-OAR-2012-0239-0037 | The facility consists of a mobile offshore drilling unit (MODU) using either the Transocean ultra-deepwater C.R. Luigs or the Transocean semisubmersible DD1 to conduct exploratory oil and natural gas drilling in lease blocks within the DeSoto Canyon area of the Gulf of Mexico. | The United States Environmental Protection Agency (EPA) issued this permit pursuant to section 328 of the CAA, 42 U.S.C. Â§ 7627, and the implementing OCS Air Regulations at 40 CFR part 55, which incorporate by reference the PSD Regulations at 40 CFR Â§ 52.21 and the title V Operating Permit Program at 40 CFR part 71. This permit is based upon application materials submitted to EPA by BHP Billiton Petroleum, Inc. (BHPB), dated October 14, 2010, February 9, 2011, September 30, 2011, October 14, 2011, December 21, 2011, January 18, 2012, supplemental submittals in the administrative record for this permit action, and upon the technical analysis performed by EPA. | Emergency Generator Diesel Engine - Development Driller 1 | 17.11 | Diesel | 2229 | hp |  | Carbon Monoxide | Unspecified | (InOrganic Compounds) | 630-08-0 | B | Use of good combustion practices based on the current manufacturerâ€™s specifications for these engines, use of low sulfur diesel fuel, positive crankcase ventilation, turbocharger with aftercooler, high pressure fuel injection with aftercooler | 0.37 | T/12MO ROLLING TOTAL | TONS PER YEAR 12 MONTH ROLLING TOTAL | BACT-PSD | OPERATING PERMIT | U | 0 | U | 0 |  |  | 0 |  |  | 0 | 0 | N
FL-0338 | SAKE PROSPECT DRILLING PROJECT | BHP BILLITON PETROLEUM, INC. |  | FL |  | USA |  |  |  | 4 | OT005 | EPA REGION IV | MS. KATY R. FORNEY | (404) 562-9130 | forney.kathleen@epa.gov |  | OCS-EPA-R4008 | 1381 | 211111 | NA | 03/10/2011 &nbsp;ACT | 05/30/2012 &nbsp;ACT | 2014-02-28 | 2016-05-04 | A | http://www.regulations.gov/#!documentDetail;D=EPA-R04-OAR-2012-0239-0037 | The facility consists of a mobile offshore drilling unit (MODU) using either the Transocean ultra-deepwater C.R. Luigs or the Transocean semisubmersible DD1 to conduct exploratory oil and natural gas drilling in lease blocks within the DeSoto Canyon area of the Gulf of Mexico. | The United States Environmental Protection Agency (EPA) issued this permit pursuant to section 328 of the CAA, 42 U.S.C. Â§ 7627, and the implementing OCS Air Regulations at 40 CFR part 55, which incorporate by reference the PSD Regulations at 40 CFR Â§ 52.21 and the title V Operating Permit Program at 40 CFR part 71. This permit is based upon application materials submitted to EPA by BHP Billiton Petroleum, Inc. (BHPB), dated October 14, 2010, February 9, 2011, September 30, 2011, October 14, 2011, December 21, 2011, January 18, 2012, supplemental submittals in the administrative record for this permit action, and upon the technical analysis performed by EPA. | Emergency Generator Diesel Engine - C.R. Luigs | 17.11 | diesel | 2064 | hp | Caterpillar D3516A 1998 | Carbon Monoxide | Unspecified | (InOrganic Compounds) | 630-08-0 | B | Use of good combustion practices based on the current manufacturerâ€™s specifications for these engines, use of low sulfur diesel fuel, positive crankcase ventilation, turbocharger with aftercooler, high pressure fuel injection with aftercooler | 0.34 | T/12MO ROLLING TOTAL | TONS PER YEAR 12 MONTH ROLLING TOTAL | BACT-PSD | OPERATING PERMIT | U | 0 | U | 0 |  |  | 0 |  |  | 0 | 0 | N
FL-0346 | LAUDERDALE PLANT | FLORIDA POWER & LIGHT | BROWARD | FL | 33314 | USA | JOHN HAMPP |  | JOHN.HAMPP@FPL.COM | 4 | FL001 | FLORIDA DEPT. OF ENVIRONMENTAL PROTECTION | MR. DAVID READ | (850) 717-9000 | David.Read@dep.state.fl.us |  | 0110037-011-AC | 4911 | 221112 | 110002044065 | 11/01/2013 &nbsp;ACT | 04/22/2014 &nbsp;ACT | 2015-01-08 | 2016-05-05 | D | http://arm-permit2k.dep.state.fl.us/nontv/0110037.011.AC.F.ZIP | Large natural gas- and oil-fired power facility, consisting of four combined cycle units, and many combustion turbines. Small peaking units being replaced with larger combustion turbines. | In this project, 24 peaking turbines from the Lauderdale facility are being replaced with five 200 MW combustion turbines at Lauderdale. The turbines will fire primarily natural gas, but may also fire ULSD fuel oil. Triggers PSD for NOx, PM, CO, VOC, and GHG. GHG permit issued by US EPA Region 4. Technical evaluation available at http://arm-permit2k.dep.state.fl.us/nontv/0110037.011.AC.D.ZIP | Four 3100 kW black start emergency generators | 17.11 | ULSD | 2.32 | MMBtu/hr (HHV) per engine | Fired with ULSD | Carbon Monoxide | Unspecified | (InOrganic Compounds) | 630-08-0 | P | Good combustion practice | 3.5 | GRAMS PER KW-HR |  | BACT-PSD | NSPS | U | 0 | U | 0 |  |  | 0 |  |  | 0 | 0 | N |  | BACT = NSPS IIII; Certified IIII engine meets BACT (or tests required).
FL-0347 | ANADARKO PETROLEUM CORPORATION - EGOM | ANADARKO PETROLEUM CORPORATION |  | FL |  | USA |  |  |  | 4 | OT005 | EPA REGION IV | MS. KATY R. FORNEY | (404) 562-9130 | forney.kathleen@epa.gov |  | OCS-EPA-R4015 | 1381 | 211111 | NA | 08/12/2013 &nbsp;ACT | 09/16/2014 &nbsp;ACT | 2015-09-21 | 2016-07-06 | A | http://www.regulations.gov/contentStreamer?documentId=EPA-R04-OAR-2014-0487-0069&disposition=attachment&contentType=pdf | The facility consists of a mobile offshore drilling unit using the Transocean Discoverer Spirit and associated support vessels. The drilling sites are located east of longitude 87.5, west of the Military Mission Line (86Â°41' west longitude), at least 100 miles from the Louisiana shoreline, and at least 125 miles from the Florida shoreline. | The United States Environmental Protection Agency (EPA) issued this permit pursuant to section 328 of the CAA, 42 U.S.C. Â§ 7627, and the implementing OCS Air Regulations at 40 CFR part 55, which incorporate by reference the PSD regulations at 40 CFR Â§ 52.21 and the title V Operating Permit Program regulations at 40 CFR part 71. This permit is based upon application materials submitted to EPA by Anadarko Petroleum Corporation (Anadarko) dated December 26, 2012, March 27,2013, April 26,2013, May 3, 2013, and July 2, 2013; supplemental submittals and information in the administrative record for this permit action; and upon the technical analysis performed by EPA. | Main Propulsion Generator Diesel Engines | 17.11 | Diesel | 9910 | hp | Four 1998 Wartsila 18V32LNE 9910 hp and Two 1998 Wartsila 12V32LNE 6610 hp | Carbon Monoxide | Other - Parametric or Stack Test | (InOrganic Compounds) | 630-08-0 | B | Use of good combustion practices based on the most recent manufacturer's specifications issued for engines and with turbocharger, aftercooler, and high injection pressure | 0.8 | G/KW-H | ROLLING 24 HOUR AVERAGE | BACT-PSD | OPERATING PERMIT | U | 0 | U | 0 |  |  | 0 |  |  | 0 | 0 | N
FL-0347 | ANADARKO PETROLEUM CORPORATION - EGOM | ANADARKO PETROLEUM CORPORATION |  | FL |  | USA |  |  |  | 4 | OT005 | EPA REGION IV | MS. KATY R. FORNEY | (404) 562-9130 | forney.kathleen@epa.gov |  | OCS-EPA-R4015 | 1381 | 211111 | NA | 08/12/2013 &nbsp;ACT | 09/16/2014 &nbsp;ACT | 2015-09-21 | 2016-07-06 | A | http://www.regulations.gov/contentStreamer?documentId=EPA-R04-OAR-2014-0487-0069&disposition=attachment&contentType=pdf | The facility consists of a mobile offshore drilling unit using the Transocean Discoverer Spirit and associated support vessels. The drilling sites are located east of longitude 87.5, west of the Military Mission Line (86Â°41' west longitude), at least 100 miles from the Louisiana shoreline, and at least 125 miles from the Florida shoreline. | The United States Environmental Protection Agency (EPA) issued this permit pursuant to section 328 of the CAA, 42 U.S.C. Â§ 7627, and the implementing OCS Air Regulations at 40 CFR part 55, which incorporate by reference the PSD regulations at 40 CFR Â§ 52.21 and the title V Operating Permit Program regulations at 40 CFR part 71. This permit is based upon application materials submitted to EPA by Anadarko Petroleum Corporation (Anadarko) dated December 26, 2012, March 27,2013, April 26,2013, May 3, 2013, and July 2, 2013; supplemental submittals and information in the administrative record for this permit action; and upon the technical analysis performed by EPA. | Emergency Diesel Engine | 17.11 | Diesel | 3300 | hp | 1998 Wartsila 6R32LNE | Carbon Monoxide | Unspecified | (InOrganic Compounds) | 630-08-0 | B | Use of good combustion practices based on the most recent manufacturer's specifications issued for engines and with turbocharger, aftercooler, and high injection pressure | 0 |  |  | BACT-PSD | OPERATING PERMIT | U | 0 | U | 0 |  |  | 0 |  |  | 0 | 0 | N
FL-0356 | OKEECHOBEE CLEAN ENERGY CENTER | FLORIDA POWER & LIGHT | OKEECHOBEE | FL | 34972 | USA | JOHN HAMPP |  | JOHN.HAMPP@FPL.COM | 4 | FL001 | FLORIDA DEPT. OF ENVIRONMENTAL PROTECTION | MR. DAVID READ | (850) 717-9000 | David.Read@dep.state.fl.us | John Dawson, john.dawson@dep.state.fl.us, 850-717-9085 | 0930117-001-AC | 4911 | 221112 | Unknown | 09/25/2015 &nbsp;ACT | 03/09/2016 &nbsp;ACT | 2016-03-14 | 2016-07-06 | A | http://depedms.dep.state.fl.us:80/Oculus/servlet/shell?command=getEntity&[guid=75.93290.1]&[profile=Permitting_Authorization] | Fossil-fueled power plant, consisting of a 3-on-1 combined cycle unit and auxiliary equipment. The combined cycle unit consists of three GE 7HA.02 turbines, each with nominal generating capacity of 350 MW. The total generating capacity for the combined cycle unit is 1,600 MW. | Technical evaluation of project available at http://depedms.dep.state.fl.us/Oculus/servlet/shell?command=getEntity&[guid=75.89000.1]&[profile=Permitting_Authorization] | Three 3300-kW ULSD emergency generators | 17.11 | ULSD | 0 |  | BACT limits equal to NSPS Subpart IIII limits. Will use IIII certified engine. | Carbon Monoxide | Unspecified | (InOrganic Compounds) | 630-08-0 | P | Use of clean engine | 3.5 | G / KW-HR |  | BACT-PSD | NSPS | U | 0 | U | 0 |  |  | 0 |  |  | 0 | 0 | N
IA-0095 | TATE & LYLE INDGREDIENTS AMERICAS, INC. |  | WEBSTER | IA | 50501 | USA | JOHN DENT | 2174212655 | JOHN.DENT@TATEANDLYLE.COM | 7 | IA001 | IOWA DEPARTMENT OF NATURAL RESOURCES AIR QUALITY | MR. GARY SMITH | (515) 725-9563 | GARY.SMITH@DNR.IOWA.GOV |  | PROJECT 08-126 | 2046 | 111150 | UNKNOWN | 07/01/2008 &nbsp;EST | 09/19/2008 &nbsp;ACT | 2008-09-29 | 2009-01-30 | A |  | CORN WET MILL |  | EMERGENCY GENERATOR | 17.11 | DIESEL | 700 | KW |  | Carbon Monoxide | Unspecified | (InOrganic Compounds) | 630-08-0 | N |  | 3.5 | G/KW-H | AVERAGE OF THREE STACK TEST RUNS | BACT-PSD | NSPS | U | 0 | U | 1.35 | T/YR | 12-MONTH ROLLING TOTAL | 0 |  |  | 0 | 0 | N
IA-0095 | TATE & LYLE INDGREDIENTS AMERICAS, INC. |  | WEBSTER | IA | 50501 | USA | JOHN DENT | 2174212655 | JOHN.DENT@TATEANDLYLE.COM | 7 | IA001 | IOWA DEPARTMENT OF NATURAL RESOURCES AIR QUALITY | MR. GARY SMITH | (515) 725-9563 | GARY.SMITH@DNR.IOWA.GOV |  | PROJECT 08-126 | 2046 | 111150 | UNKNOWN | 07/01/2008 &nbsp;EST | 09/19/2008 &nbsp;ACT | 2008-09-29 | 2009-01-30 | A |  | CORN WET MILL |  | FIRE PUMP ENGINE | 17.11 | DIESEL | 575 | HP |  | Carbon Monoxide | Unspecified | (InOrganic Compounds) | 630-08-0 | N |  | 3.5 | G/KW-H | AVERAGE OF THREE STACK TEST RUNS | BACT-PSD | NSPS | U | 0 | U | 0.83 | T/YR | 12-MONTH ROLLING TOTAL | 0 |  |  | 0 | 0 | N
IA-0105 | IOWA FERTILIZER COMPANY | IOWA FERTILIZER COMPANY | LEE | IA | 52658 | USA | DAVE PEARSON | (319) 246-2308 | DAVE.PEARSON@IOWAFERTILIZERS.COM | 7 | IA001 | IOWA DEPARTMENT OF NATURAL RESOURCES AIR QUALITY | MR. GARY SMITH | (515) 725-9563 | GARY.SMITH@DNR.IOWA.GOV | CHRISTOPHER A. ROLING, PE ENVIRONMENTAL ENGINEER SENIOR (515) 725-9557 CHRIS.ROLING@DNR.IOWA.GOV | 12-219 | 2873 | 325311 | 110054890392 | 08/03/2012 &nbsp;ACT | 10/26/2012 &nbsp;ACT | 2012-11-01 | 2013-08-13 | A | https://aqbweb.iowadnr.gov/airpermit/eepsdpermit.jsp ,https://aqbweb.iowadnr.gov/airpermit/eepsdpermit.jsp ,https://aqbweb.iowadnr.gov/airpermit/eepsdpermit.jsp ,https://aqbweb.iowadnr.gov/airpermit/eepsdpermit.jsp ,https://aqbweb.iowadnr.gov/airpermit/eepsdpermit.jsp ,https://aqbweb.iowadnr.gov/airpermit/eepsdpermit.jsp ,https://aqbweb.iowadnr.gov/airpermit/eepsdpermit.jsp ,https://aqbweb.iowadnr.gov/airpermit/eepsdpermit.jsp | NITROGENEOUS FERTILIZER MANUFACTURING | THE PROJECT WAS AMENDED ON 3/13/14 DUE TO SOME DESIGN CHANGES WHICH INCLUDED ADDITIONAL EMISSION UNITS/POINTS. THE NEW PROJECT IS UNDER PROJECT NUMBER/PERMIT NUMBER 13-355 | Emergency Generator | 17.11 | diesel fuel | 142 | GAL/H | rated @ 2,000 KW | Carbon Monoxide | EPA/OAR Mthd 10 | (InOrganic Compounds) | 630-08-0 | P | good combustion practices | 3.5 | G/KW-H | AVERAGE OF 3 STACK TEST RUNS | BACT-PSD |  | U | 0 | U | 3.86 | TONS/YR | ROLLING 12 MONTH TOTAL | 0 |  |  | 0 | 0 | N
IA-0106 | CF INDUSTRIES NITROGEN, LLC - PORT NEAL NITROGEN COMPLEX | CF INDUSTRIES NITROGEN, LLC | WOODBURY | IA | 51054 | USA | MIKE MAAS | 712-233-6222 | MMAAS@CFINDUSTRIES.COM | 7 | IA001 | IOWA DEPARTMENT OF NATURAL RESOURCES AIR QUALITY | MR. GARY SMITH | (515) 725-9563 | GARY.SMITH@DNR.IOWA.GOV | Christopher A. Roling, PE Environmental Engineer Senior Iowa DNR - Air Quality Bureau 7900 Hickman Rd, Suite 1 Windsor Heights, IA 50324 (515) 242-6002 chris.roling@dnr.iowa.gov | PN 13-037 | 2873 | 325311 | 110000414089 | 02/01/2013 &nbsp;ACT | 07/12/2013 &nbsp;ACT | 2013-07-16 | 2016-05-04 | B |  | Nitrogenous fertilizer manufacturing including ammonia, urea, and urea-ammonium nitrate (UAN) solutions. |  | Emergency Generators | 17.11 | diesel fuel | 180 | GAL/H | There are two (2) identically sized generators. | Carbon Monoxide | EPA/OAR Mthd 10 | (InOrganic Compounds) | 630-08-0 | P | good combustion practices | 3.5 | G/KW-H | AVERAGE OF THREE (3) STACK TEST RUNS | BACT-PSD | SIP | U | 0 | U | 2.52 | TONS/YR | ROLLING TWELVE (12) MONTH TOTAL | 0 |  |  | 0 | 0 | N
ID-0017 | POWER COUNTY ADVANCED ENERGY CENTER | SOUTHEAST IDAHO ENERGY, LLC | POWER | ID | 83211 | USA | TOM HORNYAK | 3039534297 | T.HORNYAK@REHINC.COM | 10 | ID001 | IDAHO DEPT OF ENVIRONMENTAL QUALITY | MR. BILL ROGERS | (208)373-0437 | WILLIAM.ROGERS@DEQ.IDAHO.GOV |  | P-2008.0066 | 2873 | 113210 | UNKNOWN | 04/29/2008 &nbsp;ACT | 02/10/2009 &nbsp;ACT | 2009-10-19 | 2010-02-05 | A |  | COAL/PETCOKE GASIFICATION PLANT PRODUCING AMMONIA, UREA, UAN, AND ELEMENTAL SULFUR. | FACILITY LOCATION: LAMB WESTON ROAD, AMERICAN FALLS, IDAHO. DESIGNATED FACILITY (FUEL CONVERSION PLANT AND CHEMICAL PLANT). PSD THRESHOLD IS 100 T/YR. BACT REQ'D FOR PM, PM10, CO, AND NOX. | 2 MW EMERGENCY GENERATOR, SRC25 | 17.11 | ASTM #1, 2, DIESEL | 2000 | KW | LIMITED TO 100 H/YR FOR ROUTINE TESTING AND MAINTENANCE | Carbon Monoxide | Unspecified | (InOrganic Compounds) | 630-08-0 | N | GOOD COMBUSTION PRACTICES. EPA CERTIFIED PER NSPS IIII | 0 |  | SEE NOTE | BACT-PSD | NSPS | Y | 0 | U | 0 |  |  | 0 |  |  | 0 | 0 | N |  | NO EMISSION LIMITS AVAILABLE
ID-0017 | POWER COUNTY ADVANCED ENERGY CENTER | SOUTHEAST IDAHO ENERGY, LLC | POWER | ID | 83211 | USA | TOM HORNYAK | 3039534297 | T.HORNYAK@REHINC.COM | 10 | ID001 | IDAHO DEPT OF ENVIRONMENTAL QUALITY | MR. BILL ROGERS | (208)373-0437 | WILLIAM.ROGERS@DEQ.IDAHO.GOV |  | P-2008.0066 | 2873 | 113210 | UNKNOWN | 04/29/2008 &nbsp;ACT | 02/10/2009 &nbsp;ACT | 2009-10-19 | 2010-02-05 | A |  | COAL/PETCOKE GASIFICATION PLANT PRODUCING AMMONIA, UREA, UAN, AND ELEMENTAL SULFUR. | FACILITY LOCATION: LAMB WESTON ROAD, AMERICAN FALLS, IDAHO. DESIGNATED FACILITY (FUEL CONVERSION PLANT AND CHEMICAL PLANT). PSD THRESHOLD IS 100 T/YR. BACT REQ'D FOR PM, PM10, CO, AND NOX. | 500 KW EMERGENCY GENERATOR, FIRE PUMP, SRC26 | 17.11 | ASTM #1, 2, DIESEL | 500 | KW | LIMITED TO 100 H/YR FOR ROUTINE TESTING AND MAINTENANCE | Carbon Monoxide | Unspecified | (InOrganic Compounds) | 630-08-0 | N | GOOD COMBUSTION PRACTICES. EPA CERTIFICATION PER NSPS IIII. | 0 |  | SEE NOTE | BACT-PSD | NSPS | Y | 0 | U | 0 |  |  | 0 |  |  | 0 | 0 | N |  | NO EMISSION KLIMITS AVAILABLE.
ID-0018 | LANGLEY GULCH POWER PLANT | IDAHO POWER COMPANY | PAYETTE | ID |  | USA |  | 2083885820 | TMAHLUM@IDAHOPOWER.COM | 10 | ID001 | IDAHO DEPT OF ENVIRONMENTAL QUALITY | MR. BILL ROGERS | (208)373-0437 | WILLIAM.ROGERS@DEQ.IDAHO.GOV |  | P-2009.0092 | 4911 | 221112 | UNKNOWN | 06/07/2009 &nbsp;ACT | 06/25/2010 &nbsp;ACT | 2010-08-09 | 2010-10-05 | A |  | ONE-ON-ONE COMBINED CYCLE PLANT CONSISTING OF (1) NATURAL GAS-FIRED COMBUSTION TURBINE (CT) AND (1) STEAM TURBINE. THE CT IS EQUIPPED WITH (1) HEAT RECOVERY STEAM GENERATOR (HRSG) AND DUCT BURNER. ANCILLARY EQUIPMENT INCLUDES (1) DIESEL-FIRED EMERGENCY GENERATOR, (1) DIESEL-FIRED FIRE PUMP, (1) WET COOLING TOWER, AND (6) DRY CHEMICAL STORAGE SILOS. |  | EMERGENCY GENERATOR ENGINE | 17.11 | DIESEL | 750 | KW | COMPRESSION IGNITION INTERNAL COMBUSTION (CI ICE) | Carbon Monoxide | Unspecified | (InOrganic Compounds) | 630-08-0 | P | TIER 2 ENGINE-BASED, GOOD COMBUSTION PRACTICES (GCP) | 3.5 | G/KW-H |  | BACT-PSD | NSPS | N | 0 |  | 0 |  |  | 0 |  |  | 0 | 0 | N
IL-0114 | CRONUS CHEMICALS, LLC | CRONUS CHEMICALS, LLC | DOUGLAS | IL | 60601 | USA | ERZIN ATAC | 312-863-8638 | ERZIN.ATAC@CRONUCHEM.COM | 5 | IL001 | ILLINOIS EPA, BUREAU OF AIR | MR. RAY PILAPIL | (217) 782-2113 | ray.pilapil@illinois.gov | Permit Writer: Bob Smet 217-785-9250 robert.smet@illinois.gov | 13060007 | 2873 | 325311 | 110055568522 | 02/14/2014 &nbsp;ACT | 09/05/2014 &nbsp;ACT | 2014-12-24 | 2016-05-05 | A | http://yosemite.epa.gov/r5/in_permt.nsf/6f1ebc583aad45448625763f0053e08e/02fa71769b748f8886257da2004e4f4f!OpenDocument | Plant will produce urea and ammonia, but ammonia production will be limited to a maximum of 3 months of the year (4,880 tpd urea and 2,789 tpd ammonia). |  | Emergency Generator | 17.11 | distillate fuel oil | 3755 | HP |  | Carbon Monoxide | Unspecified | (InOrganic Compounds) | 630-08-0 | P | Tier IV standards for non-road engines at 40 CFR 1039.102, Table 7. | 3.5 | G/KW-H |  | BACT-PSD |  | U | 0 | U | 0 |  |  | 0 |  |  | 0 | 0 | N
IN-0158 | ST. JOSEPH ENEGRY CENTER, LLC | ST. JOSEPH ENERGY CENTER, LLC | ST. JOSEPH | IN | 46552 | USA | MR. WILLARD LADD | 9144682404 |  | 5 | IN001 | INDIANA DEPT OF ENV MGMT, OFC OF AIR | MR. MATT STUCKEY | (317) 233-0203 | mstuckey@idem.in.gov | PERMIT WRITER: JOSIAH BALOGUN 317-234-5257 JBALOGUN@IDEM.IN.GOV SECTION CHIEF: MATT STUCKEY 317-233-0203 MSTUCKEY@IDEM.IN.GOV | 141-31003-00579 | 4911 | 221112 | 110054881963 | 10/03/2011 &nbsp;ACT | 12/03/2012 &nbsp;ACT | 2013-08-15 | 2016-05-04 | A | HTTP://PERMITS.AIR.IDEM.IN.GOV/31003F.PDF | STATIONARY ELECTRIC UTILITY GENERATING STATION |  | TWO (2) EMERGENCY DIESEL GENERATORS | 17.11 | DIESEL | 1006 | HP EACH | THE TWO INTERNAL COMBUSTION ENGINES, IDENTIFIED AS EG01 AND EG02, EXHAUST THROUGH TWO (2) VENTS. | Carbon Monoxide | Unspecified | (InOrganic Compounds) | 630-08-0 | P | COMBUSTION DESIGN CONTROLS AND USAGE LIMITS | 2.6 | G/HP-H |  | BACT-PSD |  |  | 0 |  | 500 | HOURS OF OPERATION | YEARLY | 0 |  |  | 0 | 0 | N |  | LIMIT ONE AND TWO ARE FOR EACH GENERATOR
IN-0158 | ST. JOSEPH ENEGRY CENTER, LLC | ST. JOSEPH ENERGY CENTER, LLC | ST. JOSEPH | IN | 46552 | USA | MR. WILLARD LADD | 9144682404 |  | 5 | IN001 | INDIANA DEPT OF ENV MGMT, OFC OF AIR | MR. MATT STUCKEY | (317) 233-0203 | mstuckey@idem.in.gov | PERMIT WRITER: JOSIAH BALOGUN 317-234-5257 JBALOGUN@IDEM.IN.GOV SECTION CHIEF: MATT STUCKEY 317-233-0203 MSTUCKEY@IDEM.IN.GOV | 141-31003-00579 | 4911 | 221112 | 110054881963 | 10/03/2011 &nbsp;ACT | 12/03/2012 &nbsp;ACT | 2013-08-15 | 2016-05-04 | A | HTTP://PERMITS.AIR.IDEM.IN.GOV/31003F.PDF | STATIONARY ELECTRIC UTILITY GENERATING STATION |  | EMERGENCY DIESEL GENERATOR | 17.11 | DIESEL | 2012 | HP | THIS ONE (1) INTERNAL COMBUSTION ENGINE, IDENTIFIED AS EG03, EXHAUSTS THROUGH ONE (1) VENT. | Carbon Monoxide | Unspecified | (InOrganic Compounds) | 630-08-0 | P | COMBUSTION DESIGN CONTROLS AND USAGE LIMITS | 2.6 | G/HP-H | 3 HOURS | BACT-PSD |  |  | 0 |  | 500 | HOURS OF OPERATION | YEARLY | 0 |  |  | 0 | 0 | N |  | LIMIT ONE AND TWO ARE FOR EACH GENERATOR
IN-0166 | INDIANA GASIFICATION, LLC | INDIANA GASIFICATION, LLC | SPENCER | IN | 47635 | USA | MARK LUBBERS | 3174905078 |  | 5 | IN001 | INDIANA DEPT OF ENV MGMT, OFC OF AIR | MR. MATT STUCKEY | (317) 233-0203 | mstuckey@idem.in.gov | PERMIT WRITER: JOSIAH BALOGUN 317-234-5257 JBALOGUN@IDEM.IN.GOV SECTION CHIEF: MATT STUCKEY 317-233-0203 MSTUCKEY@IDEM.IN.GOV | T147-30464-00060 | 4925 | 221210 | 110045439888 | 04/20/2011 &nbsp;ACT | 06/27/2012 &nbsp;ACT | 2013-08-16 | 2016-05-04 | A | HTTP://PERMITS.AIR.IDEM.IN.GOV/30464F.PDF | THE PERMITTEE OWNS AND OPERATES A STATIONARY SUBSTITUTE NATURAL GAS (SNG) AND LIQUEFIED CARBON DIOXIDE (CO2) PRODUCTION PLANT ALSO SIC: 2819 NAICS: 211112 | ALSO SIC: 2819 NAICS: 211112 | TWO (2) EMERGENCY GENERATORS | 17.11 | DIESEL | 1341 | HORSEPOWER, EACH | IDENTIFIED AS EU-009A AND EU-009B | Carbon Monoxide | Unspecified | (InOrganic Compounds) | 630-08-0 | P | GOOD COMBUSTION PRACTICES AND LIMITED HOURS OF NON-EMERGENCY OPERATION | 0 |  |  | BACT-PSD |  | N | 0 |  | 0 |  |  | 0 |  |  | 0 | 0 | N |  | EMISSION LIMIT: EACH EMERGENCY GENERATOR SHALL NOT EXCEED 52 HOURS PER YEAR OF NONEMERGENCY OPERATION.
IN-0166 | INDIANA GASIFICATION, LLC | INDIANA GASIFICATION, LLC | SPENCER | IN | 47635 | USA | MARK LUBBERS | 3174905078 |  | 5 | IN001 | INDIANA DEPT OF ENV MGMT, OFC OF AIR | MR. MATT STUCKEY | (317) 233-0203 | mstuckey@idem.in.gov | PERMIT WRITER: JOSIAH BALOGUN 317-234-5257 JBALOGUN@IDEM.IN.GOV SECTION CHIEF: MATT STUCKEY 317-233-0203 MSTUCKEY@IDEM.IN.GOV | T147-30464-00060 | 4925 | 221210 | 110045439888 | 04/20/2011 &nbsp;ACT | 06/27/2012 &nbsp;ACT | 2013-08-16 | 2016-05-04 | A | HTTP://PERMITS.AIR.IDEM.IN.GOV/30464F.PDF | THE PERMITTEE OWNS AND OPERATES A STATIONARY SUBSTITUTE NATURAL GAS (SNG) AND LIQUEFIED CARBON DIOXIDE (CO2) PRODUCTION PLANT ALSO SIC: 2819 NAICS: 211112 | ALSO SIC: 2819 NAICS: 211112 | THREE (3) FIREWATER PUMP ENGINES | 17.11 | DIESEL | 575 | HORSEPOWER, EACH | IDENTIFIED AS EU-010A-C. | Carbon Monoxide | Unspecified | (InOrganic Compounds) | 630-08-0 | P | GOOD COMBUSTION PRACTICES AND LIMITED HOURS OF NON-EMERGENCY OPERATION | 0 |  |  | BACT-PSD |  | N | 0 |  | 0 |  |  | 0 |  |  | 0 | 0 | N |  | EACH EMERGENCY GENERATOR SHALL NOT EXCEED 52 HOURS PER YEAR OF NONEMERGENCY OPERATION.
IN-0173 | MIDWEST FERTILIZER CORPORATION | MIDWEST FERTILIZER CORPORATION | POSEY | IN | 47620 | USA | MICHAEL CHORLTON | 3176258315 |  | 5 | IN001 | INDIANA DEPT OF ENV MGMT, OFC OF AIR | MR. MATT STUCKEY | (317) 233-0203 | mstuckey@idem.in.gov | PERMIT WRITER: DAVID MATOUSEK (317) 232-8253 DMATOUSE@IDEM.IN.GOV SECTION CHIEF: NATHAN BELL (317) 233-5670 NBELL@IDEM.IN.GOV | 129-33576-00059 | 2873 | 325311 | 110059696841 | 08/26/2013 &nbsp;ACT | 06/04/2014 &nbsp;ACT | 2014-07-17 | 2016-05-04 | A | HTTP://PERMITS.AIR.IDEM.IN.GOV/33576F.PDF | A STATIONARY NITROGEN FERTILIZER MANUFACTURING FACILITY |  | DIESEL FIRED EMERGENCY GENERATOR | 17.11 | NO. 2, DIESEL | 3600 | BHP | ANNUAL OPERATING HOURS SHALL NOT EXCEED 500 HOURS. INSIGNIFICANT ACTIVITY WILL NOT BE TESTED. | Carbon Monoxide | Unspecified | (InOrganic Compounds) | 630-08-0 | P | GOOD COMBUSTION PRACTICES | 2.61 | G/BHP-H | 3-HR AVERAGE | BACT-PSD |  | N | 0 |  | 0 |  |  | 0 |  |  | 0 | 0 | N
IN-0179 | OHIO VALLEY RESOURCES, LLC | OHIO VALLEY RESOURCES, LLC | SPENCER | IN | 47635 | USA | DOUG WILSON | 6185990015 |  | 5 | IN001 | INDIANA DEPT OF ENV MGMT, OFC OF AIR | MR. MATT STUCKEY | (317) 233-0203 | mstuckey@idem.in.gov | SECTION CHIEF: NATHAN BELL (317) 233-5670 NBELL@IDEM.IN.GOV PERMIT WRITER: DAVID MATOUSEK (317) 232-8253 DMATOUSE@IDEM.IN.GOV | 147-32322-00062 | 2873 | 325311 | 110055148273 | 09/17/2012 &nbsp;ACT | 09/25/2013 &nbsp;ACT | 2014-08-12 | 2016-05-04 | A | HTTP://PERMITS.AIR.IDEM.IN.GOV/32322F.PDF | NITROGENOUS FERTILIZER PRODUCTION PLANT |  | DIESEL-FIRED EMERGENCY GENERATOR | 17.11 | NO. 2 FUEL OIL | 4690 | B-HP | ANNUAL HOURS OF OPERATION NOT TO EXCEED 200 HOURS. | Carbon Monoxide | Unspecified | (InOrganic Compounds) | 630-08-0 | P | GOOD COMBUSTION PRACTICES | 2.61 | G/B-HP-H | 3-HR AVERAGE | BACT-PSD |  | N | 0 |  | 0 |  |  | 0 |  |  | 0 | 0 | N |  | ADD ON CONTROLS ARE NOT NORMALLY REQUIRED FOR LIMITED USE EMISSION UNITS.
IN-0180 | MIDWEST FERTILIZER CORPORATION | MIDWEST FERTILIZER CORPORATION | POSEY | IN | 47620 | USA | MICHAEL CHORLTON | 3176258315 |  | 5 | IN001 | INDIANA DEPT OF ENV MGMT, OFC OF AIR | MR. MATT STUCKEY | (317) 233-0203 | mstuckey@idem.in.gov | PERMIT WRITER: DAVID MATOUSEK (317) 232-8253 DMATOUSE@IDEM.IN.GOV SECTION CHIEF: NATHAN BELL (317) 233-5670 NBELL@IDEM.IN.GOV | 129-33576-00059 | 2873 | 325311 | 110059696841 | 08/26/2013 &nbsp;ACT | 06/04/2014 &nbsp;ACT | 2014-08-12 | 2016-05-05 | A | HTTP://PERMITS.AIR.IDEM.IN.GOV/33576F.PDF | A STATIONARY NITROGEN FERTILIZER MANUFACTURING FACILITY |  | DIESEL FIRED EMERGENCY GENERATOR | 17.11 | NO. 2, DIESEL | 3600 | BHP | ANNUAL OPERATING HOURS SHALL NOT EXCEED 500 HOURS. INSIGNIFICANT ACTIVITY WILL NOT BE TESTED. | Carbon Monoxide | Unspecified | (InOrganic Compounds) | 630-08-0 | P | GOOD COMBUSTION PRACTICES | 2.61 | G/B-HP-H | 3-HR AVERAGE | BACT-PSD |  | N | 0 |  | 0 |  |  | 0 |  |  | 0 | 0 | N
IN-0263 | MIDWEST FERTILIZER COMPANY LLC | MIDWEST FERTILIZER COMPANY LLC | POSEY | IN | 47620 | USA | RON OGLESBY | 9703057850 |  | 5 | IN001 | INDIANA DEPT OF ENV MGMT, OFC OF AIR | MR. MATT STUCKEY | (317) 233-0203 | mstuckey@idem.in.gov | PERMIT WRITER: DEENA P. LEVERING 317-234-5400 DLEVERIN@IDEM.IN.GOV SECTION CHIEF: TRIPURARI SINHA PH.D. 317-234-4907 | 129-36943-00059 | 2873 | 325311 | 110059696841 | 03/11/2016 &nbsp;ACT | 03/23/2017 &nbsp;ACT | 2017-07-07 | 2017-08-22 | C | HTTP:PERMITS.AIR.IDEM.IN.GOV/36943F.PDF | STATIONARY NITROGEN FERTILIZER MANUFACTURING FACILITY |  | EMERGENCY GENERATORS (EU014A AND EU-014B) | 17.11 | DISTILLATE OIL | 3600 | HP EACH |  | Carbon Monoxide | Unspecified | (InOrganic Compounds) | 630-08-0 | P | GOOD COMBUSTION PRACTICES | 2.61 | G/HP-H EACH | 3 HOUR AVERAGE | BACT-PSD |  | N | 0 |  | 500 | H/YR EACH |  | 0 |  |  | 0 | 0 | N | 2016
LA-0204 | PLAQUEMINE PVC PLANT | SHINTECH LOUISIANA LLC | IBERVILLE | LA |  | USA | DAVID WISE | 2256851113 |  | 6 | LA001 | LOUISIANA DEPARTMENT OF ENV QUALITY | MR. BRYAN D. JOHNSTON | (225)219-3450 | BRYAN.JOHNSTON@LA.GOV | PERMIT WRITER: ANTHONY RANDALL, 225-219-3181 | PSD-LA-709(M-1) | 2821 | 325211 | 110020900104 | 03/03/2008 &nbsp;ACT | 02/27/2009 &nbsp;ACT | 2006-06-25 | 2009-08-06 | A |  | NEW 1.3 BILLION POUND PER YEAR PVC PLANT CONSISTING OF A CHLOR-ALKALI UNIT, AND EDC/VCM UNIT, AND A PVC UNIT. | VINYL CHLORIDE - 28.82 TPY. VINYL CHLORIDE (VC) WAS REGULATED AS A PSD POLLUTANT (SIGNIFICANCE LEVEL OF 1 TPY) IN LOUISIANA WHEN THIS PERMIT WAS ISSUED. LOUISIANA'S NSR REFORM RULES, ADOPTED DECEMBER 20, 2005, DELISTED VC. HAPS FROM THE PVC UNIT WERE SUBJECTED TO A 112(J) MACT DETERMINATION AFTER VACATURE OF 40 CFR 63 SUBPART J ON APRIL 19, 2005. BACT FOR VC IS EQUIVALENT TO MACT FOR VC. NNSR: BECAUSE VOC AND NOX EMISSIONS ARE LESS THAN 100 TPY, LAER WAS NOT REQUIRED. OFFSETS WERE REQUIRED PURSUANT TO A STATE-ONLY PROVISION IN LAC 33:III.504. PSD-LA-709(M-1) IS FOR 1) REMOVING A COOLING TOWER (M-8), CORRECTING CAPACITY OF COOLING TOWER M-7, AND 3) INCLUDING 19 EMERGENCY ENGINES AND THREE LOADING HOPPERS. | LARGE EMERGENCY ENGINES | 17.11 | DIESEL |  |  | U-10: 685 HP; C-6A: 1709 HP; C-6B: 805 HP M-16A: 1389 HP; P-28D: 805 HP | Carbon Monoxide | Unspecified | (InOrganic Compounds) | 630-08-0 | P | GOOD COMBUSTION PRACTICES AND GASEOUS FUEL BURNING | 0.85 | LB/MMBTU |  | BACT-PSD | OPERATING PERMIT | U | 0 | U | 0 |  |  | 0 |  |  | 0 | 0 | N
LA-0231 | LAKE CHARLES GASIFICATION FACILITY | LAKE CHARLES COGENERATION, LLC | CALCASIEU | LA | 70665 | USA | DOUG BARBA | 7139634635 | INTERPOWERLLC@AOL.COM | 6 | LA001 | LOUISIANA DEPARTMENT OF ENV QUALITY | MR. BRYAN D. JOHNSTON | (225)219-3450 | BRYAN.JOHNSTON@LA.GOV | PERMIT WRITER: MR. DAN NGUYEN - 225-219-3180 | PSD-LA-742 | 2869 | 325110 | UNKNOWN | 09/24/2008 &nbsp;ACT | 06/22/2009 &nbsp;ACT | 2009-07-10 | 2010-05-17 | A |  | A FACILITY TO CONVERT APPROXIMATELY 7400 TONS/DAY OF PETROLEUM COKE TO NATURAL GAS AND SULFURIC ACID. PERMIT PSD-LA-742(M1), DECEMBER 30, 2010, ALLOWS THE FACILITY TO PRODUCE 2.3 MILLION TONS OF METHANOL, INSTEAD OF NATURAL GAS. | APPLICATION ACCEPTED DATE REFLECTS DATE OF ADMINISTRATIVE COMPLETENESS. PERMIT PSD-LA-742(M1) WAS ISSUED DECEMBER 30, 2010 TO REVISE THE PROCESS DESIGN. THE FACILITY WILL PRODUCE H2SO4 AND METHANOL, INSTEAD OF NATURAL GAS. EXISTING BACT WILL NOT BE CHANGED. NO NEW BACT WILL BE ADDED. PERMIT PSD-LA-742(M2) DATED JUNE 29, 2012 1) REVISES THE PROCESS DESIGN TO PRODUCE HYDROGEN, 2) INCORPORATE PM 2.5 AND CO2E, AND 3)CHANGE NAME TO LAKE CHARLES CLEAN ENERGY. NO NEW BACT WILL BE ADDED. | FIRE WATER DIESEL PUMPS (3) | 17.11 | DIESEL | 575 | HP EACH |  | Carbon Monoxide | Unspecified | (InOrganic Compounds) | 630-08-0 | P | COMPLY WITH 40 CFR 60 SUBPART IIII | 0.37 | LB/H | MAXIMUM (EACH) | BACT-PSD | NSPS , OPERATING PERMIT | U | 0 | U | 0 |  |  | 0 |  |  | 0 | 0 | N
LA-0231 | LAKE CHARLES GASIFICATION FACILITY | LAKE CHARLES COGENERATION, LLC | CALCASIEU | LA | 70665 | USA | DOUG BARBA | 7139634635 | INTERPOWERLLC@AOL.COM | 6 | LA001 | LOUISIANA DEPARTMENT OF ENV QUALITY | MR. BRYAN D. JOHNSTON | (225)219-3450 | BRYAN.JOHNSTON@LA.GOV | PERMIT WRITER: MR. DAN NGUYEN - 225-219-3180 | PSD-LA-742 | 2869 | 325110 | UNKNOWN | 09/24/2008 &nbsp;ACT | 06/22/2009 &nbsp;ACT | 2009-07-10 | 2010-05-17 | A |  | A FACILITY TO CONVERT APPROXIMATELY 7400 TONS/DAY OF PETROLEUM COKE TO NATURAL GAS AND SULFURIC ACID. PERMIT PSD-LA-742(M1), DECEMBER 30, 2010, ALLOWS THE FACILITY TO PRODUCE 2.3 MILLION TONS OF METHANOL, INSTEAD OF NATURAL GAS. | APPLICATION ACCEPTED DATE REFLECTS DATE OF ADMINISTRATIVE COMPLETENESS. PERMIT PSD-LA-742(M1) WAS ISSUED DECEMBER 30, 2010 TO REVISE THE PROCESS DESIGN. THE FACILITY WILL PRODUCE H2SO4 AND METHANOL, INSTEAD OF NATURAL GAS. EXISTING BACT WILL NOT BE CHANGED. NO NEW BACT WILL BE ADDED. PERMIT PSD-LA-742(M2) DATED JUNE 29, 2012 1) REVISES THE PROCESS DESIGN TO PRODUCE HYDROGEN, 2) INCORPORATE PM 2.5 AND CO2E, AND 3)CHANGE NAME TO LAKE CHARLES CLEAN ENERGY. NO NEW BACT WILL BE ADDED. | EMERGENCY DIESEL POWER GENERATOR ENGINES (2) | 17.11 | DIESEL | 1341 | HP EACH |  | Carbon Monoxide | Unspecified | (InOrganic Compounds) | 630-08-0 | P | COMPLY WITH 40 CFR 60 SUBPART IIII | 0.62 | LB/H | MAXIMUN (EACH) | BACT-PSD | NSPS , OPERATING PERMIT | U | 0 | U | 0 |  |  | 0 |  |  | 0 | 0 | N
LA-0251 | FLOPAM INC. FACILITY | FLOPAM INC. | IBERVILLE | LA | 70764 | USA | GARY RYALS | 912-884-3366 |  | 6 | LA001 | LOUISIANA DEPARTMENT OF ENV QUALITY | MR. BRYAN D. JOHNSTON | (225)219-3450 | BRYAN.JOHNSTON@LA.GOV | PERMIT WRITER: DAN NGUYEN (225)219-3181 | PSD-LA-747(M1) | 2869 | 325998 | 110041935779 | 11/18/2010 &nbsp;ACT | 04/26/2011 &nbsp;ACT | 2011-09-01 | 2011-12-12 | A |  | A CHEMICAL MANUFACTURING COMPLEX IS UNDER CONSTRUCTION (PSD-LA-747 - LA0240). EQUIPMENT IS ADDED OR REDESIGNED. (ENGINES, COOLING TOWERS, MATERIAL HANDLING). PERMIT PSD-LA-747(M2) WAS ISSUED JULY 5, 2012 FOR ADDITIONAL DUST FILTERS TO CONTROL PM/PM10 FROM THE PERMITTED POWDER PLANTS. SIMILAR DUST FILTERS WERE DETERMINED AS BACT FOR SAME POWDER PLANTS. NO ADDITIONAL BACT ANALYSIS IS REQUIRED. |  | Large Generator Engines (17 units) | 17.11 | Diesel | 0 |  | 11 units: 591 hp 6 units: 1175 hp | Carbon Monoxide | EPA/OAR Mthd 10 | (InOrganic Compounds) | 630-08-0 | N | no additional control | 0.03 | LB/H | (591 HP UNITS) | BACT-PSD | NSPS | U | 0 | U | 0.06 | LB/H | (1175 HP UNITS) | 3.5 | G/KW-H |  | 0 | 0 | N
LA-0254 | NINEMILE POINT ELECTRIC GENERATING PLANT | ENTERGY LOUISIANA LLC | JEFFERSON | LA | 70094 | USA | CHRISTEE HERBERT | (504) 576-5699 | CHERBER@ENTERGY.COM | 6 | LA001 | LOUISIANA DEPARTMENT OF ENV QUALITY | MR. BRYAN D. JOHNSTON | (225)219-3450 | BRYAN.JOHNSTON@LA.GOV | PERMIT WRITER: CHRIS SMITH, (225) 219-3417 | PSD-LA-752 | 4911 | 221112 | 110002049328 | 09/14/2010 &nbsp;ACT | 08/16/2011 &nbsp;ACT | 2011-09-22 | 2011-12-12 | B |  | 1827 MW POWER PLANT (PRE-PROJECT). NATURAL GAS IS PRIMARY FUEL; NO. 2 &amp; NO. 4 FUEL OIL ARE SECONDARY FUELS. PROJECT INVOLVES DECOMMISSIONING OF 2 BOILERS AND THE CONSTRUCTION OF 2 COMBINED CYCLE GAS TURBINES WITH DUCT BURNERS, A NATURAL GAS-FIRED AUXILIARY BOILER, A DIESEL GENERATOR, 2 COOLING TOWERS, A FUEL OIL STORAGE TANK, A DIESEL-FIRED FIREWASTER PUMP, AND AN ANHYDROUS AMMONIA TANK. FUELS FOR THE TURBINES INCLUDE NATURAL GAS, NO. 2 FUEL OIL, AND ULTRA LOW SULFUR DIESEL. | APPLICATION ACCEPTED RECEIVED DATE = DATE OF ADMINISTRATIVE COMPLETENESS BACT FOR GREENHOUSE GASES (CO2E) FROM THE COMBINED CYCLE TURBINE GENERATORS (UNITS 6A & 6B) IS OPERATING PROPERLY AND PERFORMING NECESSARY ROUTINE MAINTENANCE, REPAIR, AND REPLACEMENT TO MAINTAIN THE GROSS HEAT RATE AT OR BELOW 7630 BTU/KW-HR (HHV) (ANNUAL AVERAGE). | EMERGENCY DIESEL GENERATOR | 17.11 | DIESEL | 1250 | HP |  | Carbon Monoxide | Unspecified | (InOrganic Compounds) | 630-08-0 | P | ULTRA LOW SULFUR DIESEL AND GOOD COMBUSTION PRACTICES | 2.6 | G/HP-H | ANNUAL AVERAGE | BACT-PSD | OPERATING PERMIT | U | 0 | U | 0 |  |  | 2.6 | G/HP-H | ANNUAL AVERAGE | 0 | 0 | N
LA-0288 | LAKE CHARLES CHEMICAL COMPLEX | SASOL CHEMICALS (USA) LLC | CALCASIEU | LA | 70669 | USA | ERIC RODRIGUEZ | (281) 588-3761 | ERIC.RODRIGUEZ@US.SASOL.COM | 6 | LA001 | LOUISIANA DEPARTMENT OF ENV QUALITY | MR. BRYAN D. JOHNSTON | (225)219-3450 | BRYAN.JOHNSTON@LA.GOV |  | PSD-LA-778 | 2869 | 325110 | 110017418061 | 05/02/2013 &nbsp;ACT | 05/23/2014 &nbsp;ACT | 2016-07-22 | 2016-09-14 | A |  |  | Complete application date = date of administrative completeness This RBLC entry addresses the Power Unit of the Gas-to-Liquids (GTL) Project. It also addresses the Emergency Diesel Generators in the LAB-2, HPU, ASU, and GTL Units, as the engines are identical. GTL will utilize natural gas as a feedstock to produce fuel-grade hydrocarbon products, including liquefied petroleum gas (LPG), naphtha, paraffins, diesel, wax products, and base oil products. In the GTL process, natural gas will first be reformed into a synthesis gas; the synthesis gas will then be converted into liquid hydrocarbons via a Fischer-Tropsch reaction. The Fisher-Tropsch synthesis is followed by treatment and extraction units and product work-up units which produce the desired products. | Emergency Diesel Generators (EQT 629, 639, 838, 966, &amp; 1264) | 17.11 |  | 2682 | HP |  | Carbon Monoxide | Unspecified | (InOrganic Compounds) | 630-08-0 | P | Comply with 40 CFR 60 Subpart IIII; operate the engine in accordance with the engine manufacturerâ€™s instructions and/or written procedures designed to maximize combustion efficiency and minimize fuel usage. | 15.43 | LB/HR | HOURLY MAXIMUM | BACT-PSD | NSPS , OPERATING PERMIT | U | 0 | U | 0.77 | TPY | ANNUAL MAXIMUM | 0 |  |  | 0 | 0 | N |  | BACT is determined to be compliance with the limitations imposed by 40 CFR 60 Subpart IIII and its associated monitoring, recordkeeping, and reporting requirements; and operating the engine in accordance with the engine manufacturerâ€™s instructions and/or written procedures (consistent with safe operation) designed to maximize combustion efficiency and minimize fuel usage. Limit CO to 3.5 g/kW-hr.
LA-0296 | LAKE CHARLES CHEMICAL COMPLEX LDPE UNIT | SASOL CHEMICALS (USA) LLC | CALCASIEU | LA | 70669 | USA | ERIC RODRIGUEZ | (281) 588-3761 | ERIC.RODRIGUEZ@US.SASOL.COM | 6 | LA001 | LOUISIANA DEPARTMENT OF ENV QUALITY | MR. BRYAN D. JOHNSTON | (225)219-3450 | BRYAN.JOHNSTON@LA.GOV |  | PSD-LA-779 | 2821 | 325211 | 110017418061 | 05/02/2013 &nbsp;ACT | 05/23/2014 &nbsp;ACT | 2016-09-12 | 2017-04-28 | B |  | The Low Density Polyethylene (LDPE) Unit will produce LDPE by the high pressure polymerization of ethylene. | Complete application date = date of administrative completeness This RBLC entry addresses the Low Density Polyethylene (LDPE) Unit of the Lake Charles Cracker Project (LCCP). This entry also addresses the Emergency Diesel Generators associated with the entire LCCP, as all of the permitted units are identical. | Emergency Diesel Generators (EQTs 622, 671, 773, 850, 994, 995, 996, 1033, 1077, 1105, &amp; 1202) | 17.11 | Diesel | 2682 | HP | Non-emergency use is limited to 100 hours per year. | Carbon Monoxide | Unspecified | (InOrganic Compounds) | 630-08-0 | P | Compliance with 40 CFR 60 Subpart IIII; operating the engine in accordance with the engine manufacturerâ€™s instructions and/or written procedures (consistent with safe operation) designed to maximize combustion efficiency and minimize fuel usage. | 15.43 | LB/HR | HOURLY MAXIMUM | BACT-PSD | NSPS , OPERATING PERMIT | U | 0 | U | 0.77 | TPY | ANNUAL MAXIMUM | 0 |  |  | 0 | 0 | N |  | CO limit is 3.50 g/kW-hr. BACT is determined to be compliance with the limitations imposed by 40 CFR 60 Subpart IIII and its associated monitoring, recordkeeping, and reporting requirements; and operating the engine in accordance with the engine manufacturerâ€™s instructions and/or written procedures (consistent with safe operation) designed to maximize combustion efficiency and minimize fuel usage.
LA-0305 | LAKE CHARLES METHANOL FACILITY | LAKE CHARLES METHANOL, LLC | CALCASIEU PARISH | LA | 70669 | USA | JOHN MCDANIEL | 318-308-0322 | JMCDANIEL@LAKECHARLESMETHANOL.COM | 6 | LA001 | LOUISIANA DEPARTMENT OF ENV QUALITY | MR. BRYAN D. JOHNSTON | (225)219-3450 | BRYAN.JOHNSTON@LA.GOV | Dan Nguyen - (225)219-3395 | PSD-LA-803(M1) | 2869 | 325199 | 110067180366 | 06/16/2016 &nbsp;ACT | 06/30/2016 &nbsp;ACT | 2017-03-07 | 2017-04-28 | A |  | Proposed facility to produce methanol, H2, H2SO4, CO2, Argon and electricity from Pet Coke | PSD-LA-803 was issued 2/24/2016. The facility has not commence construction when Permit PSD-LA-803(M1) was issued. | Diesel Engines (Emergency) | 17.11 | Diesel | 4023 | hp |  | Carbon Monoxide | Unspecified | (InOrganic Compounds) | 630-08-0 | P | Complying with 40 CFR 60 Subpart IIII | 0 |  |  | BACT-PSD | NSPS | U | 0 | U | 0 |  |  | 0 |  |  | 0 | 0 | N
LA-0307 | MAGNOLIA LNG FACILITY | MAGNOLIA LNG, LLC | CALCASIEU | LA | 70669 | USA | KOMI HASSAN | 713-815-6900 | KHASSAN@MAGNOLIALNG.COM | 6 | LA001 | LOUISIANA DEPARTMENT OF ENV QUALITY | MR. BRYAN D. JOHNSTON | (225)219-3450 | BRYAN.JOHNSTON@LA.GOV | Permit writer: Dan Nguyen - (225)219-3395 | PSD-LA-792 | 4922 | 221210 | 110069422958 | 11/15/2015 &nbsp;ACT | 03/21/2016 &nbsp;ACT | 2017-03-08 | 2017-04-28 | A |  | A new facility to liquefy 8.0 million metric tons per year of natural gas |  | Diesel Engines | 17.11 | Diesel | 0 |  | Water Pumps (2 units) = 355 hp Tank Deluge Pumps (2 units) = 800 hp Generator = 1340 hp | Carbon Monoxide | Unspecified | (InOrganic Compounds) | 630-08-0 | P | good combustion practices, Use ultra low sulfur diesel, and comply with 40 CFR 60 Subpart IIII | 0 |  |  | BACT-PSD |  | U | 0 | U | 0 |  |  | 0 |  |  | 0 | 0 | N
LA-0309 | BENTELER STEEL TUBE FACILITY | BENTELER STEEL / TUBE MANUFACTURING CORPORATION | CADDO | LA | 71115 | USA | MYRNA PACHECO PONCE DE LEON | 318-216-4206 | MYRNA.PACHECO@BENTELER.COM | 6 | LA001 | LOUISIANA DEPARTMENT OF ENV QUALITY | MR. BRYAN D. JOHNSTON | (225)219-3450 | BRYAN.JOHNSTON@LA.GOV | Permit Writer: Dan Nguyen - 225-219-3395 | PSD-LA-774(M1) | 3312 | 331111 | 110055592318 | 02/09/2015 &nbsp;ACT | 06/04/2015 &nbsp;ACT | 2017-03-09 | 2017-04-28 | A |  | A facility to produce 600,000 metric tons per year of seamless steel pipe from purchased billets. A steel production facility (including an electric arc furnace (EAF)) was added. | Permit PSD-LA-774 was issued on May 17, 2013 for the construction of the hot rolling mill. An EAF was authorized this time. | Emergency Generator Engines | 17.11 | Diesel | 2922 | hp (each) |  | Carbon Monoxide | Unspecified | (InOrganic Compounds) | 630-08-0 | P | Complying with 40 CFR 60 Subpart IIII | 0 |  |  | BACT-PSD |  | U | 0 | U | 0 |  |  | 0 |  |  | 0 | 0 | N
LA-0313 | ST. CHARLES POWER STATION | ENTERGY LOUISIANA, LLC | ST. CHARLES | LA | 70068 | USA |  |  |  | 6 | LA001 | LOUISIANA DEPARTMENT OF ENV QUALITY | MR. BRYAN D. JOHNSTON | (225)219-3450 | BRYAN.JOHNSTON@LA.GOV |  | PSD-LA-804 | 4911 | 221112 | Not Found | 06/29/2015 &nbsp;ACT | 08/31/2016 &nbsp;ACT | 2017-03-13 | 2017-04-28 | A |  | The St. Charles Power Station (SCPS) is a new electric power generating facility consisting of two (2) natural gas-fired combined cycle gas turbines, each with a heat recovery stem generator unit equipped with duct burners, and one (1) steam generator turbine. The SCPS will will have a predicted net nominal output of 980 MW at ISO conditions with supplemental duct firing. |  | SCPS Emergency Diesel Generator 1 | 17.11 | Diesel | 2584 | HP |  | Carbon Monoxide | Unspecified | (InOrganic Compounds) | 630-08-0 | B | Compliance with NESHAP 40 CFR 63 Subpart ZZZZ and NSPS 40 CFR 60 Subpart IIII, and good combustion practices (use of ultra-low sulfur diesel fuel). | 14.81 | LB/H | HOURLY MAXIMUM | BACT-PSD | OPERATING PERMIT | U | 0 | U | 3.7 | T/YR | ANNUAL MAXIMUM | 2.6 | G/BHP-HR |  | 0 | 0 | N |  | BACT Limit = 2.6 G/BHP-HR
LA-0316 | CAMERON LNG FACILITY | CAMERON LNG LLC | CAMERON | LA | 70645 | USA | CLAYTON MILLER | 337-680-4531 | CMILLER@CAMERONLNG.COM | 6 | LA001 | LOUISIANA DEPARTMENT OF ENV QUALITY | MR. BRYAN D. JOHNSTON | (225)219-3450 | BRYAN.JOHNSTON@LA.GOV | permit writer: dan nguyen (225)219-3395 | PSD-LA-766(M3) | 4922 | 221210 | 110029511883 | 12/12/2016 &nbsp;ACT | 02/17/2017 &nbsp;ACT | 2017-03-14 | 2017-04-28 | B |  | a facility to liquefy natural gas for export (5 trains) | Permit PSD-LA-766, dated 10/1/13 for liquefaction trains 1,2, and 3 Permit PSD-LA-766(M1), dated 6/26/14, for minor changes; Permit PSD-LA-766(M2), dated 3/3/16, for train 4 and 5 | emergency generator engines (6 units) | 17.11 | diesel | 3353 | hp |  | Carbon Monoxide | Unspecified | (InOrganic Compounds) | 630-08-0 | P | Complying with 40 CFR 60 Subpart IIII | 0 |  |  | BACT-PSD | NSPS | U | 0 | U | 0 |  |  | 0 |  |  | 0 | 0 | N
LA-0317 | METHANEX - GEISMAR METHANOL PLANT | METHANEX USA, LLC | ASCENSION | LA | 70734 | USA | GLYNN FONTENOT | 225-402-0301 | GFONTENOT@METHANEX.COM | 6 | LA001 | LOUISIANA DEPARTMENT OF ENV QUALITY | MR. BRYAN D. JOHNSTON | (225)219-3450 | BRYAN.JOHNSTON@LA.GOV | permit writer: Dr. Qingming Zhang (225)-219-3457 | PSD-LA-761(M4) | 2869 | 325199 | 110046528227 | 09/09/2016 &nbsp;ACT | 12/22/2016 &nbsp;ACT | 2017-03-15 | 2017-04-28 | A |  | methanol plant (Unit I and Unit II) to produce 6000 metric tons of methanol by steam reforming natural gas | psd-la-761, issued 11/07/12, for relocation Unit I (3000 mt/yr) from punta arenas (chile); psd-la-761(M1), issued 07/12/13, for relocation Unit II (3000 mt/yr); psd-la-761(M2) (issued 01/15/16), psd-la-761(M3) (issued 01/14/16), and psd-la-761(M4) (issued 12/22/16) are for miscellaneous reconciliation | Emergency Generator Engines (4 units) | 17.11 | Diesel | 0 |  | I-GDE-1201, II-GDE-1201 = 2346 hp I-GDE-1202 = 755 hp I-GDE-1203 = 1193 hp | Carbon Monoxide | Unspecified | (InOrganic Compounds) | 630-08-0 | P | complying with 40 CFR 60 Subpart IIII and 40 CFR 63 Subpart ZZZZ | 0 |  |  | BACT-PSD | NSPS , NESHAP | U | 0 | U | 0 |  |  | 0 |  |  | 0 | 0 | N
LA-0317 | METHANEX - GEISMAR METHANOL PLANT | METHANEX USA, LLC | ASCENSION | LA | 70734 | USA | GLYNN FONTENOT | 225-402-0301 | GFONTENOT@METHANEX.COM | 6 | LA001 | LOUISIANA DEPARTMENT OF ENV QUALITY | MR. BRYAN D. JOHNSTON | (225)219-3450 | BRYAN.JOHNSTON@LA.GOV | permit writer: Dr. Qingming Zhang (225)-219-3457 | PSD-LA-761(M4) | 2869 | 325199 | 110046528227 | 09/09/2016 &nbsp;ACT | 12/22/2016 &nbsp;ACT | 2017-03-15 | 2017-04-28 | A |  | methanol plant (Unit I and Unit II) to produce 6000 metric tons of methanol by steam reforming natural gas | psd-la-761, issued 11/07/12, for relocation Unit I (3000 mt/yr) from punta arenas (chile); psd-la-761(M1), issued 07/12/13, for relocation Unit II (3000 mt/yr); psd-la-761(M2) (issued 01/15/16), psd-la-761(M3) (issued 01/14/16), and psd-la-761(M4) (issued 12/22/16) are for miscellaneous reconciliation | Firewater pump Engines (4 units) | 17.11 | diesel | 896 | hp (each) |  | Carbon Monoxide | Unspecified | (InOrganic Compounds) | 630-08-0 | P | complying with 40 CFR 60 Subpart IIII and 40 CFR 63 Subpart ZZZZ | 0 |  |  | BACT-PSD | NSPS , NESHAP | U | 0 | U | 0 |  |  | 0 |  |  | 0 | 0 | N
LA-0318 | FLOPAM FACILITY | FLOPAM, INC. | IBERVILLE | LA | 70764 | USA | TIMOTHY KANE | 225-692-7207 | TIMOTHYK@SNFHC.COM | 6 | LA001 | LOUISIANA DEPARTMENT OF ENV QUALITY | MR. BRYAN D. JOHNSTON | (225)219-3450 | BRYAN.JOHNSTON@LA.GOV | permit writer: Dan nguyen (225)219-3395 | PSD-LA-747(M5) | 2869 | 325998 | 110041935779 | 08/08/2015 &nbsp;ACT | 01/07/2016 &nbsp;ACT | 2017-03-22 | 2017-04-28 | C |  | an existing chemical manufacturing facility | PSD-LA-747 entered as LA-0240 and PSD-LA-747(M1) entered as LA-0251. LA-0318 is for PSD-747(M2), dated 7/5/12 (add dust collectors, cooling tower, and diesel engines), PSD-747(M3), dated 5/13/13 (no BACT changes), PSD-747(M4), dated 2/10/15 (add a cooling tower and diesel engines), and PSD-747(M5), dated 1/7/16 (add dust collectors) | Diesel Engines | 17.11 |  | 0 |  |  | Carbon Monoxide | Unspecified | (InOrganic Compounds) | 630-08-0 | P | Complying with 40 CFR 60 Subpart IIII | 0 |  |  | BACT-PSD |  | U | 0 | U | 0 |  |  | 0 |  |  | 0 | 0 | N
LA-0323 | MONSANTO LULING PLANT | MONSANTO COMPANY | ST. CHARLES PARISH | LA | 70070 | USA | ENRIQUE WEHLEN | 9857858211 | ENRIGUE.WEHLEN@MONSANTO.COM | 6 | LA001 | LOUISIANA DEPARTMENT OF ENV QUALITY | MR. BRYAN D. JOHNSTON | (225)219-3450 | BRYAN.JOHNSTON@LA.GOV |  | PSD-LA-890 | 2879 | 325320 | 110067118274 | 09/21/2015 &nbsp;ACT | 01/09/2017 &nbsp;ACT | 2017-09-26 | 2018-05-11 | D | http://edms.deq.louisiana.gov/app/doc/view.aspx?doc=10460194&ob=yes | Chemical Manufacture | Dicamba Manufacturing Facility expansion project. | Fire Water Diesel Pump No. 3 Engine | 17.11 | Diesel Fuel | 600 | hp | Emergency engine with a limit of 100 hours/yr on operating hours for ready testing. | Carbon Monoxide | Unspecified | (InOrganic Compounds) | 630-08-0 | P | Proper operation and limits on hours operation for emergency engines and compliance with 40 CFR 60 Subpart IIII | 0 |  |  | BACT-PSD | NSPS | U | 0 | U | 0 |  |  | 0 |  |  | 0 | 0 | N
LA-0323 | MONSANTO LULING PLANT | MONSANTO COMPANY | ST. CHARLES PARISH | LA | 70070 | USA | ENRIQUE WEHLEN | 9857858211 | ENRIGUE.WEHLEN@MONSANTO.COM | 6 | LA001 | LOUISIANA DEPARTMENT OF ENV QUALITY | MR. BRYAN D. JOHNSTON | (225)219-3450 | BRYAN.JOHNSTON@LA.GOV |  | PSD-LA-890 | 2879 | 325320 | 110067118274 | 09/21/2015 &nbsp;ACT | 01/09/2017 &nbsp;ACT | 2017-09-26 | 2018-05-11 | D | http://edms.deq.louisiana.gov/app/doc/view.aspx?doc=10460194&ob=yes | Chemical Manufacture | Dicamba Manufacturing Facility expansion project. | Fire Water Diesel Pump No. 4 Engine | 17.11 | Diesel Fuel | 600 | hp | Emergency Engine limited to 100 hours/yr for ready tests | Carbon Monoxide | Unspecified | (InOrganic Compounds) | 630-08-0 | P | Proper operation and limits on hours of operation for emergency engines and compliance with 40 CFR 60 Subpart IIII | 0 |  |  | BACT-PSD | NSPS | U | 0 | U | 0 |  |  | 0 |  |  | 0 | 0 | N
MD-0044 | COVE POINT LNG TERMINAL | DOMINION COVE POINT LNG, LP | CALVERT | MD |  | USA | RICHARD B. GANGLE | SYSNULL |  | 3 | MD001 | MARYLAND DEPARTMENT OF THE ENVIRONMENT | MR. WILLIAM PAUL | (410)537-3276 | bpaul@mde.state.md.us | WILLIAM PAUL 410-537-3276 BILL.PAUL@MARYLAND.GOV | PSC CASE NO. 9318 | 4911 | 221119 | Not Found | 06/09/2014 &nbsp;ACT | 06/09/2014 &nbsp;ACT | 2015-08-25 | 2018-05-14 | U |  | LIQUIFIED NATURAL GAS PROCESSING FACILITY AND 130 MEGAWATT GENERATING STATIONFACILITY-WIDE PM10 EMISSION LIMIT = 124.2 TONS/YR FACILITY-WIDE PM2.5 EMISSION LIMIT= 124/2 TONS/YR FACILITY-WIDE CO2E EMISSION LIMIT = 2,030,988 TONS/YR FACILITY-WIDE FORMALDEHYDE EMISION LIMIT = 6.2 TONS/YR | FACILITY-WIDE PM10 EMISSION LIMIT = 124.2 TONS/YR FACILITY-WIDE PM2.5 EMISSION LIMIT= 124/2 TONS/YR FACILITY-WIDE CO2E EMISSION LIMIT = 2,030,988 TONS/YR FACILITY-WIDE FORMALDEHYDE EMISION LIMIT = 6.2 TONS/YR | EMERGENCY GENERATOR | 17.11 | ULTRA LOW SULFUR DIESEL | 1550 | HP | 40 CFR 60, SUBPART IIII, ULTRA LOW-SULFUR DIESEL FUEL, GOOD COMBUSTION PRACTICES | Carbon Monoxide | Unspecified | (InOrganic Compounds) | 630-08-0 | P | GOOD COMBUSTION PRACTICES AND DESIGNED TO MEET EMISSION LIMIT | 2.6 | G/HP-H |  | BACT-PSD |  |  | 0 |  | 3.49 | G/KW-H |  | 0 |  |  | 0 | 0 | N
MI-0389 | KARN WEADOCK GENERATING COMPLEX | CONSUMERS ENERGY | BAY | MI | 48732-9601 | USA | JAMES M. WALKER | 5177880428 | JMWALKER@CMSENERGY.COM | 5 | MI001 | MICHIGAN DEPT OF ENVIRONMENTAL QUALITY | MS. CINDY SMITH | (517)284-6802 | SMITHC17@MICHIGAN.GOV | FOR TECHNICAL QUESTIONS ABOUT THIS PERMIT, PLEASE CONTACT THE PERMIT ENGINEER - DAVID K. RIDDLE RIDDLED@MICHIGAN.GOV (517-373-7081) | 341-07 | 4911 | 221112 | 26-01700033 | 10/15/2007 &nbsp;ACT | 12/29/2009 &nbsp;ACT | 2010-03-08 | 2010-12-16 | U |  | ELECTRICITY GENERATING FACILITY, EXISTING CAPACITY GREATER THAN 2,000 MW. | AFTER CONSTRUCTION CONSUMERS WILL RETIRE 5 TO 7 COAL-FIRED BOILERS (638 - 958 MW) STATEWIDE. FINAL CONDITIONS WILL BE AT WWW.DEQ.STATE.MI.US/APS/FINALCONDITIONS.SHTML. MATERIAL HANDLING - CONTACT PERMIT ENGINEER FOR TECHNICAL INFORMATION (DAVID RIDDLE, 517-373-7081). INCLUDES 9 EMISSION UNITS. COAL, LIMESTONE, SORBENT AND ASH HANDLING PROCESSES. VARIOUS BACT LIMITS FOR OPACITY, PM AND PM10. BACT FOR THE MATERIAL HANDLING EQUIPMENT CONSISTED OF A COMBINATION OF PASSIVE CONTROL EQUIPMENT SUCH AS WET/CHEMICAL SUPPRESSION SYSTEMS AND ENCLOSED CONVEYORS; AND ACTIVE CONTROL SUCH AS FABRIC FILTERS. ACTIVE CONTROL IS LIMITED TO 0.004 GR/DSCF. | FIRE PUMP | 17.11 | ULTRA LOW SULFUR DIESEL | 525 | HP | OPERATIONAL LIMITS: 1 HOUR/DAY AND 500 HRS/YEAR FOR PM2.5 NAAQS. | Carbon Monoxide | Unspecified | (InOrganic Compounds) | 630-08-0 | P | ENGINE DESIGN AND OPERATION. 15 PPM SULFUR FUEL | 2.6 | G/HP-H | TEST METHOD | BACT-PSD | NSPS | U | 0 | U | 0 |  |  | 0 |  |  | 0 | 0 | N
MI-0389 | KARN WEADOCK GENERATING COMPLEX | CONSUMERS ENERGY | BAY | MI | 48732-9601 | USA | JAMES M. WALKER | 5177880428 | JMWALKER@CMSENERGY.COM | 5 | MI001 | MICHIGAN DEPT OF ENVIRONMENTAL QUALITY | MS. CINDY SMITH | (517)284-6802 | SMITHC17@MICHIGAN.GOV | FOR TECHNICAL QUESTIONS ABOUT THIS PERMIT, PLEASE CONTACT THE PERMIT ENGINEER - DAVID K. RIDDLE RIDDLED@MICHIGAN.GOV (517-373-7081) | 341-07 | 4911 | 221112 | 26-01700033 | 10/15/2007 &nbsp;ACT | 12/29/2009 &nbsp;ACT | 2010-03-08 | 2010-12-16 | U |  | ELECTRICITY GENERATING FACILITY, EXISTING CAPACITY GREATER THAN 2,000 MW. | AFTER CONSTRUCTION CONSUMERS WILL RETIRE 5 TO 7 COAL-FIRED BOILERS (638 - 958 MW) STATEWIDE. FINAL CONDITIONS WILL BE AT WWW.DEQ.STATE.MI.US/APS/FINALCONDITIONS.SHTML. MATERIAL HANDLING - CONTACT PERMIT ENGINEER FOR TECHNICAL INFORMATION (DAVID RIDDLE, 517-373-7081). INCLUDES 9 EMISSION UNITS. COAL, LIMESTONE, SORBENT AND ASH HANDLING PROCESSES. VARIOUS BACT LIMITS FOR OPACITY, PM AND PM10. BACT FOR THE MATERIAL HANDLING EQUIPMENT CONSISTED OF A COMBINATION OF PASSIVE CONTROL EQUIPMENT SUCH AS WET/CHEMICAL SUPPRESSION SYSTEMS AND ENCLOSED CONVEYORS; AND ACTIVE CONTROL SUCH AS FABRIC FILTERS. ACTIVE CONTROL IS LIMITED TO 0.004 GR/DSCF. | EMERGENCY GENERATOR | 17.11 | ULTRA LOW SULFUR DIESEL | 2000 | KW | 2980 HP. OPERATIONAL LIMITS: 1 HR/DAY, 500 HRS/YR FOR PM2.5 NAAQS. | Carbon Monoxide | Unspecified | (InOrganic Compounds) | 630-08-0 | P | ENGINE DESIGN AND OPERATION. 15 PPM SULFUR FUEL. | 3.5 | G/KW-H | TEST METHOD | BACT-PSD | NSPS | U | 0 | U | 0 |  |  | 0 |  |  | 0 | 0 | N
MI-0402 | SUMPTER POWER PLANT | WOLVERINE POWER SUPPLY COOPERATIVE INC. | WAYNE | MI | 48111 | USA | BRIAN WARNER | 231-775-5700 | BWARNER@WPSCI.COM | 5 | MI001 | MICHIGAN DEPT OF ENVIRONMENTAL QUALITY | MS. CINDY SMITH | (517)284-6802 | SMITHC17@MICHIGAN.GOV | Please contact permit engineer Julie Brunner at 517-373-7088 or brunnerj1@michigan.gov for questions related to this permit. Thank you. | 81-11 | 4911 | 221112 | 2616305315 | 05/27/2011 &nbsp;ACT | 11/17/2011 &nbsp;ACT | 2012-11-30 | 2016-05-04 | D |  | Utility--Natural gas fired combustion turbine | Other Facility Wide Pollutants not listed below: PM10 = 14.8 tpy PM2.5 = 14.8 tpy CO2e = 232,639 tpy | Diesel fuel-fired combustion engine (RICE) | 17.11 | Diesel | 732 | HP | Diesel fuel-fired engine for emergency. | Carbon Monoxide | Unspecified | (InOrganic Compounds) | 630-08-0 | P | Good combustion practices | 0.31 | G/HP-H | TEST | BACT-PSD | NESHAP , OTHER , NSPS | N | 0 | N | 0 |  |  | 0 |  |  | 0 | 0 | N |  | Top ranking option
MI-0406 | RENAISSANCE POWER LLC | LS POWER DEVELOPMENT LLC | MONTCALM | MI | 48811 | USA | BRADLEY COOLEY | 636-534-3268 | BCOOLEY@LSPOWER.COM | 5 | MI001 | MICHIGAN DEPT OF ENVIRONMENTAL QUALITY | MS. CINDY SMITH | (517)284-6802 | SMITHC17@MICHIGAN.GOV | Please contact the permit engineer, Melissa Byrnes, at 517-284-6790 or at BYRNESM@michigan.gov for technical questions regarding this permit. Thank you. | 51-13 | 4911 | 221112 | 2611705287 | 07/13/2013 &nbsp;ACT | 11/01/2013 &nbsp;ACT | 2014-03-19 | 2016-07-07 | C |  | For technical questions regarding this permit, please contact the permit engineer, Melissa Byrnes, at 517-284-6790. Thank you. | Other facility-wide pollutants not listed below (tpy): PM10=211.19+ PM2.5=205.24+ Lead=0.0027+ CO2e=5,398,441+ Sulfuric Acid Mist=5.67+ | FG-EMGEN7-8; Two (2) 1,000kW diesel-fueled emergency reciprocating internal combustion engines | 17.11 | Diesel | 1000 | kW | 1,000 kW (1,502 hp) each; hours restriction = 500 hours each per year. | Carbon Monoxide | Unspecified | (InOrganic Compounds) | 630-08-0 | P | Good combustion practices. | 2.6 | G/B-HP-H | TEST PROTOCOL; EACH UNIT | BACT-PSD | NSPS , SIP | N | 0 | N | 0 |  |  | 0 |  |  | 0 | 0 | N |  | The CO emission limit of 2.6 g/bhp-hr applies to each unit.
MI-0421 | GRAYLING PARTICLEBOARD | ARAUCO NORTH AMERICA | CRAWFORD | MI | 49738 | USA | RICH WEBER | 803-431-2046 | RICH.WEBER@ARAUCO-NA.COM | 5 | MI001 | MICHIGAN DEPT OF ENVIRONMENTAL QUALITY | MS. CINDY SMITH | (517)284-6802 | SMITHC17@MICHIGAN.GOV | Please contact the permit engineer, Mr. Andrew Drury, at 517-284-6792 or at drurya@michigan.gov for technical questions related to the permit. Thank you. | 59-16 | 2493 | 321219 | Not Found | 06/30/2016 &nbsp;ACT | 08/26/2016 &nbsp;ACT | 2017-01-27 | 2017-07-20 | A |  | Particleboard manufacturing |  | Emergency Diesel Generator Engine (EUEMRGRICE in FGRICE) | 17.11 | Diesel | 500 | H/YR | One emergency diesel generator engine rated at 1600 kW (EUEMRGRICE in FGRICE). | Carbon Monoxide | Unspecified | (InOrganic Compounds) | 630-08-0 | P | Good design and combustion practices. | 3.5 | G/KW-H | TEST PROTOCOL WILL SPECIFY AVG TIME | BACT-PSD | NSPS , SIP | N | 0 | N | 12.35 | LB/H | TEST PROTOCOL WILL SPECIFY AVG TIME | 0 |  |  | 0 | 0 | N |  | The company concluded that oxidation catalyst would not be economically feasible with an estimated cost of $71,000/ton.
MI-0421 | GRAYLING PARTICLEBOARD | ARAUCO NORTH AMERICA | CRAWFORD | MI | 49738 | USA | RICH WEBER | 803-431-2046 | RICH.WEBER@ARAUCO-NA.COM | 5 | MI001 | MICHIGAN DEPT OF ENVIRONMENTAL QUALITY | MS. CINDY SMITH | (517)284-6802 | SMITHC17@MICHIGAN.GOV | Please contact the permit engineer, Mr. Andrew Drury, at 517-284-6792 or at drurya@michigan.gov for technical questions related to the permit. Thank you. | 59-16 | 2493 | 321219 | Not Found | 06/30/2016 &nbsp;ACT | 08/26/2016 &nbsp;ACT | 2017-01-27 | 2017-07-20 | A |  | Particleboard manufacturing |  | Dieself fire pump engine (EUFIREPUMP in FGRICE) | 17.11 | Diesel | 500 | H/YR | One diesel fire pump engine rated at 400 KW (identified as EUFIREPUMP in FGRICE). | Carbon Monoxide | Unspecified | (InOrganic Compounds) | 630-08-0 | P | Good design and combustion practices. | 3.5 | G/KW-H | TEST PROTOCOL WILL SPECIFY AVG TIME | BACT-PSD | NSPS , SIP | N | 0 | N | 3.09 | LB/H | TEST PROTOCOL WILL SPECIFY AVG TIME | 0 |  |  | 0 | 0 | N |  | The company concluded that an oxidation catalyst would not be economically feasible, with an estimated cost of $71,000/ton for the larger emergency generator engine.
MI-0423 | INDECK NILES, LLC | INDECK NILES, LLC | CASS | MI | 49120 | USA | MICHAEL DUBOIS | 847-520-3212 | MDUBOIS@INDECKENERGY.COM | 5 | MI001 | MICHIGAN DEPT OF ENVIRONMENTAL QUALITY | MS. CINDY SMITH | (517)284-6802 | SMITHC17@MICHIGAN.GOV | Please contact the permit engineer, Catherine Asselin at 517-284-6786, or at asselinc@michigan.gov, for technical questions regarding the permit. Thank you. | 75-16 | 4911 | 221112 | Not Found | 10/25/2016 &nbsp;ACT | 01/04/2017 &nbsp;ACT | 2017-06-02 | 2018-03-08 | A |  | Natural gas combined cycle power plant. | The permit includes equipment not entered into the RBLC due to a lack of emission limits or material limits; these include a cold cleaner, a number of space heaters, and two fuel tanks. | EUEMENGINE (Diesel fuel emergency engine) | 17.11 | Diesel Fuel | 22.68 | MMBTU/H | a 2,922 horsepower (HP) (2,179 kilowatts (kW)) diesel fueled emergency engine manufactured in 2011 or later and a displacement of <10 liters/cylinder. Restricted to 4 hours/day, except during emergency conditions and stack testing, and 500 hours/year on a 12-month rolling time period basis. | Carbon Monoxide | Unspecified | (InOrganic Compounds) | 630-08-0 | P | Good combustion practices and meeting NSPS Subpart IIII requirements. | 3.5 | G/KW-H | TEST PROTOCOL SHALL SPECIFY AVG TIME | BACT-PSD | NSPS , SIP | N | 0 | N | 0 |  |  | 0 |  |  | 0 | 0 | N |  | On average, an oxidation catalyst is greater than $88,000/ton for CO and VOC together.
MI-0425 | GRAYLING PARTICLEBOARD | ARAUCO NORTH AMERICA | CRAWFORD | MI | 49738 | USA | RICH WEBER | 803-431-2046 | RICH.WEBER@ARAUCO-NA.COM | 5 | MI001 | MICHIGAN DEPT OF ENVIRONMENTAL QUALITY | MS. CINDY SMITH | (517)284-6802 | SMITHC17@MICHIGAN.GOV | Please contact the permit engineer, Mr. Andrew Drury, at 517-284-6792 or at drurya@michigan.gov for technical questions regarding this permit. Thank you. | 59-16A | 2493 | 321219 | Not Found | 03/06/2017 &nbsp;ACT | 05/09/2017 &nbsp;ACT | 2017-08-02 | 2017-11-15 | A |  | Particleboard manufacturing. |  | EUEMRGRICE1 in FGRICE (Emergency diesel generator engine) | 17.11 | Diesel | 500 | H/YR | One emergency diesel generator engine rated at 1500 KW (EUEMRGRICE1 in FGRICE). | Carbon Monoxide | Unspecified | (InOrganic Compounds) | 630-08-0 | P | Good design and combustion practices. | 3.5 | G/KW-H | TEST PROTOCOL SHALL SPECIFY | BACT-PSD | NSPS , SIP | N | 0 | N | 11.6 | LB/H | TEST PROTOCOL SHALL SPECIFY | 0 |  |  | 0 | 0 | N |  | The company concluded that an oxidation catalyst would not be economically feasible, with an estimated cost of $71,000/ton.
MI-0425 | GRAYLING PARTICLEBOARD | ARAUCO NORTH AMERICA | CRAWFORD | MI | 49738 | USA | RICH WEBER | 803-431-2046 | RICH.WEBER@ARAUCO-NA.COM | 5 | MI001 | MICHIGAN DEPT OF ENVIRONMENTAL QUALITY | MS. CINDY SMITH | (517)284-6802 | SMITHC17@MICHIGAN.GOV | Please contact the permit engineer, Mr. Andrew Drury, at 517-284-6792 or at drurya@michigan.gov for technical questions regarding this permit. Thank you. | 59-16A | 2493 | 321219 | Not Found | 03/06/2017 &nbsp;ACT | 05/09/2017 &nbsp;ACT | 2017-08-02 | 2017-11-15 | A |  | Particleboard manufacturing. |  | EUEMRGRICE2 in FGRICE (Emergency Diesel Generator Engine) | 17.11 | Diesel | 500 | H/YR | One emergency diesel generator engine rated at 1500 KW (EUEMRGRICE2 in FGRICE). | Carbon Monoxide | Unspecified | (InOrganic Compounds) | 630-08-0 | P | Good design and combustion practices. | 3.5 | G/KW-H | TEST PROTOCOL SHALL SPECIFY | BACT-PSD | NSPS , SIP | N | 0 | N | 3.9 | LB/H | TEST PROTOCOL SHALL SPECIFY | 0 |  |  | 0 | 0 | N |  | The company concluded that an oxidation catalyst would not be economically feasible, with an estimated cost of $71,000/ton.
MI-0425 | GRAYLING PARTICLEBOARD | ARAUCO NORTH AMERICA | CRAWFORD | MI | 49738 | USA | RICH WEBER | 803-431-2046 | RICH.WEBER@ARAUCO-NA.COM | 5 | MI001 | MICHIGAN DEPT OF ENVIRONMENTAL QUALITY | MS. CINDY SMITH | (517)284-6802 | SMITHC17@MICHIGAN.GOV | Please contact the permit engineer, Mr. Andrew Drury, at 517-284-6792 or at drurya@michigan.gov for technical questions regarding this permit. Thank you. | 59-16A | 2493 | 321219 | Not Found | 03/06/2017 &nbsp;ACT | 05/09/2017 &nbsp;ACT | 2017-08-02 | 2017-11-15 | A |  | Particleboard manufacturing. |  | EUFIREPUMP in FGRICE (Diesel fire pump engine) | 17.11 | Diesel | 500 | H/YR | One diesel fire pump engine rated at 400 KW (EUFIREPUMP in FGRICE). | Carbon Monoxide | Unspecified | (InOrganic Compounds) | 630-08-0 | P | Good design and combustion practices. | 3.5 | G/KW-H | TEST PROTOCOL SHALL SPECIFY | BACT-PSD | NSPS , SIP | N | 0 | N | 3.09 | LB/H | TEST PROTOCOL SHALL SPECIFY | 0 |  |  | 0 | 0 | N |  | The company concluded that an oxidation catalyst would not be economically feasible, with an estimated cost of $71,000/ton for the larger emergency generator engine.
NJ-0079 | WOODBRIDGE ENERGY CENTER | CPV SHORE, LLC | MIDDLESEX | NJ | 7095 | USA | MARK TURNER | (415)293-1463 | MTURNER@CPV.COM | 2 | NJ001 | NEW JERSEY DEPT OF ENV PROTECTION, DIVISION OF AIR QUALITY | ALIYA KHAN | (609) 292-2169 | Aliya.Khan@dep.nj.gov | Mr. YOGESH DOSHI, SUPERVISOR, BUREAU OF AIR PERMITS, yogesh.doshi@dep.state.nj.us; phone 609-633-7249 | 18940 - BOP110003 | 4911 | 221112 | 110055590953 | 10/12/2011 &nbsp;ACT | 07/25/2012 &nbsp;ACT | 2012-11-27 | 2018-04-17 | A |  | Woodbridge Energy Center (WEC), proposed at Riverside Drive in Woodbridge Township (Middlesex County), New Jersey, 07095, would be a new, highly efficient, 700 MW combined-cycle power generating facility. WEC will consist of two General Electric (GE) combustion turbine generators (CTGs) with a heat input rate of 2,307 MMBtu/hr, that will utilize pipeline natural gas only. Heat recovery steam generators (HRSGs) downstream of the combustion turbines will recover heat from the exhaust gases to generate steam. The HRSGs will be equipped with natural gas-fired duct burners for supplementary firing and will share a single steam turbine generator (STG). Supporting ancillary equipment includes a natural gas fired auxiliary boiler, one small dew point fuel gas heater (fuel gas heater), a mechanical draft cooling tower, an emergency diesel generator and an emergency diesel fire pump. | Other Permitting Information: Facility-Wide Greenhouse Gas (GHG) emissions as CO2e emissions= 2,073,645 tons per year | Emergency Generator | 17.11 | Ultra Low Sulfur distillate Diesel | 100 | H/YR | The Emergency Generator will use Ultra Low Sulfur distillate (ULSD) Diesel with 15 ppm % Sulfur by weight only | Carbon Monoxide | Unspecified | (InOrganic Compounds) | 630-08-0 | P | Use of ULSD oil | 1.99 | LB/H |  | BACT-PSD | NSPS , OPERATING PERMIT | U | 0 | U | 0 |  |  | 0 |  |  | 0 | 0 | N
NJ-0080 | HESS NEWARK ENERGY CENTER | HESS NEWARK ENERGY CENTER, LLC | ESSEX | NJ | 7105 | USA | PETER HAID | (774) 750-7088 | PHAID@HESS.COM | 2 | NJ001 | NEW JERSEY DEPT OF ENV PROTECTION, DIVISION OF AIR QUALITY | ALIYA KHAN | (609) 292-2169 | Aliya.Khan@dep.nj.gov | Supervisor: Yogesh Doshi - yogesh.doshi@dep.state.nj.us Phone: 609-633-7249 Permit Evaluator: Michael Hogan - michael.hogan@dep.state.nj.us. Phone: (609)-633-1124 | 08857/BOP110001 | 4911 | 221112 | 110044839903 | 12/10/2011 &nbsp;ACT | 11/01/2012 &nbsp;ACT | 2013-04-04 | 2018-04-17 | A |  | Combined Cycle Electric Generating Facility HESS Newark Energy Center (Hess-NEC), proposed at City of Newark (Essex County), New Jersey, would be a new, highly efficient, 655 MW combined-cycle power generating facility. Hess-NEC will consist of two General Electric (GE) combustion turbine generators (CTGs) with a heat input rate of 2,320 MMBtu/hr, that will utilize pipeline natural gas only. Heat recovery steam generators (HRSGs) downstream of the combustion turbines will recover heat from the exhaust gases to generate steam. The HRSGs will be equipped with natural gas-fired duct burners for supplementary firing and will share a single steam turbine generator (STG). Supporting ancillary equipment includes a natural gas fired auxiliary boiler, a 12-cell mechanical draft cooling tower, an emergency diesel generator and an emergency diesel fire pump. | Facility-wide Greenhouse Gas (GHG) emissions as CO2e emissions = 2,003,654 tpy | Emergency Generator | 17.11 | ULSD | 200 | H/YR |  | Carbon Monoxide | Unspecified | (InOrganic Compounds) | 630-08-0 | N |  | 11.56 | LB/H |  | BACT-PSD | OPERATING PERMIT | U | 0 | U | 0 |  |  | 0 |  |  | 0 | 0 | N
NJ-0084 | PSEG FOSSIL LLC SEWAREN GENERATING STATION | PSEG FOSSIL LLC | MIDDLESEX | NJ | 07095-1439 | USA | DOUGLAS GORDON | (973)430-6092 | DOUGLAS.GORDON@PSEG.COM | 2 | NJ001 | NEW JERSEY DEPT OF ENV PROTECTION, DIVISION OF AIR QUALITY | ALIYA KHAN | (609) 292-2169 | Aliya.Khan@dep.nj.gov | David J. Owen: Phone number: 609-633-1129 E-mail: david.owen@dep.nj.gov | 18068/BOP150001 | 4911 | 221112 | 110000801614 | 02/01/2016 &nbsp;ACT | 03/10/2016 &nbsp;ACT | 2016-05-13 | 2018-04-17 | B | http://www.state.nj.us/dep/aqpp/ | PSEG Fossil LLC Sewaren Generating Station (Sewaren or Facility) is located at 751 Cliff Road, Sewaren, New Jersey 07077-1439, Middlesex County, New Jersey. This â€œProjectâ€ to be built at Sewaren would be a 1-on-1 (1 combustion turbine and a single steam turbine) combined-cycle electric generating unit including its ancillary equipment. The electric output of the combined-cycle combustion turbine (CCCT) at ISO conditions will be approximately 345 MW and the approximate output of the steam turbine at these conditions and with 100% supplemental heat input will be 240 MW. | A. The Facility Wide emission Increase given below is from this project. B. The Project will consist of the following equipment: [1] One (1) General Electric (GE) 7HA.02 CCCT nominally rated at 345 MW at ISO conditions without duct firing with a maximum heat input rate of: 3,311 MMBtu/hr(HHV) at (94) degrees F, 47% RH firing natural gas 3,452 MMBtu/hr(HHV) at (0) degrees F, and 50% RH when firing ULSD [2.] One (1) 730 MMBtu/hr (HHV) natural gas-fired duct burner [3] One (1) 80 MMBtu/hr (HHV) natural gas fired auxiliary boiler [4] One (1) 2.60 MMBtu/hr (HHV), 360 brake horsepower, emergency diesel fire pump, [5] One (1) 19.1 MMBtu/hr (HHV), approximately 2,000 kW emergency diesel generator, and, [6] A 3-cell, 13,000 gallon per minute (â€œgpmâ€) auxiliary wet mechanical draft cooling tower. | Diesel Fired Emergency Generator | 17.11 | ULSD | 44 | H/YR |  | Carbon Monoxide | Unspecified | (InOrganic Compounds) | 630-08-0 | P | use of ultra low sulfur diesel oil a clean burning fuel | 3.5 | LB/H |  | BACT-PSD | NSPS , OPERATING PERMIT | N | 0 | N | 0 |  |  | 0 |  |  | 0 | 0 | N
NY-0103 | CRICKET VALLEY ENERGY CENTER | CRICKET VALLEY ENERGY CENTER LLC | USA | NY | 12522-0407 | USA |  | 845-877-0596 | INFO@CRICKETVALLEY.COM | 2 | NY001 | NEW YORK DEPT. OF ENVIRONMENTAL CONSERVATION | MR. NICK ONDERDONK-MILNE | (518)402-8403 | nick.onderdonk-milne@dec.ny.gov | DEC Region 3 845-256-3000 | 3-1326-00275/00009 | 4911 | 221112 | 110043340364 | 02/03/2016 &nbsp;ACT | 02/03/2016 &nbsp;ACT | 2017-08-24 | 2017-09-28 | A | http://www.dec.ny.gov/chemical/32249.html | Cricket Valley Energy Center LLC (CVEC) constructed the Cricket Valley Energy Center (the Facility), a nominal net 1,000-megawatt (MW) combined-cycle gas turbine electric generating facility, on a site located in Dover, Dutchess County, New York. The Facility consists of three General Electric (GE) Model 7FA.05 combustion turbine generators (CTGs) operating in combined-cycle mode with supplemental firing of the heat recovery steam generators (HRSGs); natural gas will be the sole fuel fired in the CTGs and duct burners. The Facility will include a natural gas-fired auxiliary boiler, four ultra-low sulfur distillate (ULSD) fired black-start generator engines and a ULSD-fired emergency fire pump engine. In addition to the air emitting equipment, the Facility will include three steam turbine generators (STGs), an air cooled condenser (ACC) and associated auxiliary equipment and systems. Each combined cycle generating unit consisting of the CTG, HRSG and STG will be exhausted through its own stack. Air emissions from the proposed Facility primarily consist of products of combustion from the CTGs, HRSG duct burners, and ancillary combustion sources. Dutchess County is designated as in attainment with respect to the National Ambient Air Quality Standards (NAAQS) for all criteria pollutants with the exception of ozone. Based upon the potential to emit (PTE) estimates, the Facility is subject to Prevention of Significant Deterioration (PSD) requirements for emissions of carbon monoxide (CO); nitrogen oxides (NOx); particulate matter (PM) with a diameter equal to or less than 10 microns (PM10), PM with a diameter equal to or less than 2.5 microns (PM2.5); greenhouse gases (GHG); sulfuric acid mist (H2SO4); and volatile organic compounds (VOC). In accordance with the NYSDECâ€™s Nonattainment New Source Review (NNSR) permitting program, the Facility is also subject to NNSR for emissions of NOx and VOC. |  | Black start generator | 17.11 | ultra low sulfur diesel | 3000 | KW |  | Carbon Monoxide | Unspecified | (InOrganic Compounds) | 630-08-0 | P | Compliance demonstrated with vendor emission certification and adherence to vendor-specified maintenance recommendations. | 2.6 | G/BHP-H | 1 H | BACT-PSD |  | U | 0 | U | 0 |  |  | 0 |  |  | 0 | 0 | N
NY-0104 | CPV VALLEY ENERGY CENTER | CPV VALLEY LLC | ORANGE | NY | 10940 | USA |  |  |  | 2 | NY001 | NEW YORK DEPT. OF ENVIRONMENTAL CONSERVATION | MR. NICK ONDERDONK-MILNE | (518)402-8403 | nick.onderdonk-milne@dec.ny.gov | DEC Region 3 845-256-3000 | 3-335600136/00001 | 4911 | 221112 | 110043332471 | 08/01/2013 &nbsp;ACT | 08/01/2013 &nbsp;ACT | 2017-08-25 | 2017-09-28 | A |  | CPV Valley Energy Center is a 680 MW combined cycle electric generating facility located in Middletown, NY. The combustion turbines are rated at 2,234 MMBTU/H firing natural gas and 2,145 MMBTU/H firing diesel fuel. The duct burners are rated for 500 MMBTU/H firing natural gas. In addition to the turbines their emission limits for the auxiliary boiler (73.5 MMBTU/H), emergency generator, fire pump, and gas heater. | State Facility Permit | Emergency generator | 17.11 | ultra low sulfur diesel | 0 |  |  | Carbon Monoxide | EPA/OAR Mthd 10 | (InOrganic Compounds) | 630-08-0 | P | Good combustion practice. | 0.45 | G/BHP-H | 1 H | BACT-PSD |  | U | 0 | U | 0 |  |  | 0 |  |  | 0 | 0 | N
OH-0317 | OHIO RIVER CLEAN FUELS, LLC | OHIO RIVER CLEAN FUELS, LLC | COLUMBIANA | OH |  | USA | STEPHAN M. DOPUCH | 4402570054 | SDOPUCH@BAARDENERGY.COM | 5 | OH001 | OHIO ENVIRONMENTAL PROTECTION AGENCY | MR. DANA THOMPSON | 614-644-3701 | Dana.thompson@epa.ohio.gov |  | 02-22896 | 2869 | 325110 | UNKNOWN | 12/21/2007 &nbsp;ACT | 11/20/2008 &nbsp;ACT | 2008-11-28 | 2012-05-18 | A |  | COAL/BIOMASS-TO-LIQUIDS FACILITY. THE PRIMARY INDUSTRIAL PROCESSES: COAL/BIOMASS STORAGE AND HANDLING; COAL GASIFICATION; SYNGAS CLEANING (ACID GASS REMOVAL AND SULFUR RECOVERY PLANT); FISCHER-TROPSCH PROCESS (INDUSTRIAL ORGANIC CHEMICALS); PRODUCT UPGRADE PROCESS (SIMILAR TO PETROLEUM REFINING); LIQUID PRODUCT STORAGE &amp; LOADING; ELECTRIC POWER GENERATION (USE FOR ON SITE ONLY). BIOMASS IS RESTRICTED TO ONLY SAWDUST AND WOOD CHIPS. | NEW INDUSTRY, SIC AND NAICS CODE SELECTED BY FACILITY | EMERGENCY GENERATOR | 17.11 | DIESEL FUEL OIL | 2922 | HP | 2922 MAXIMUM HORSE POWER SUBJECT TO NSPS SUBPART IIII. WILL INSTALL NON-RESETTABLE HOUR METER PRIOR TO STARTUP PER 40 CFR 60.4209(A) DIESEL FUEL SHALL MEET THE REQUIREMENTS OF 40 CFR 80.510 AND 60.4207: SULFUR CONTENT OF 15 PPM MAXIMUM, CETANE INDEX OF 40 MINIMUM OR AROMATIC CONTENT OF 35 VOLUME % MAXIMUM | Carbon Monoxide | Unspecified | (InOrganic Compounds) | 630-08-0 | P | GOOD COMBUSTION PRACTICES AND GOOD ENGINE DESIGN | 15.18 | LB/H |  | BACT-PSD | NSPS , SIP | U | 0 | N | 3.8 | T/YR | PER ROLLING 12-MONTH PERIOD | 3.5 | G/KW-H | FROM PART 89, SECTION 112 | 0 | 0 | N |  | SUBJECT TO NSPS SUBPART IIII
OH-0352 | OREGON CLEAN ENERGY CENTER | ARCADIS, US, INC. | LUCAS | OH | 43616 | USA | LYNN GRESOCK | 978-322-4520 | LYNN.GRESOCK@ARCADIS-US.CO | 5 | OH001 | OHIO ENVIRONMENTAL PROTECTION AGENCY | MR. DANA THOMPSON | 614-644-3701 | Dana.thompson@epa.ohio.gov |  | P0110840 | 4931 | 221112 | 110064669737 | 04/03/2013 &nbsp;ACT | 06/18/2013 &nbsp;ACT | 2013-07-15 | 2016-05-04 | A |  | 799 Megawatt Combined Cycle Combustion Turbine Power Plant | The permit is set up to install either 2 Mitsubishi M501 GAC units or 2 Siemens SGT-8000H units, not both; with dedicated heat recovery steam generators (HRSG), steam turbine generator, and electric generator. | Emergency generator | 17.11 | diesel | 2250 | KW | Emergency diesel fired generator restricted to 500 hours of operation per rolling 12-months. | Carbon Monoxide | EPA/OAR Mthd 10 | (InOrganic Compounds) | 630-08-0 | P | Purchased certified to the standards in NSPS Subpart IIII | 17.35 | LB/H |  | BACT-PSD | NSPS , OPERATING PERMIT | U | 0 | U | 4.34 | T/YR | PER ROLLING 12-MONTHS | 0 |  | SEE NOTES | 0 | 0 | N |  | Additional limit: 3.5 g CO/KW-H, standard from Subpart IIII. Method 10 if required.
OK-0128 | MID AMERICAN STEEL ROLLING MILL | MID AMERICAN STEEL AND WIRE COMPANY | MARSHALL | OK | 73446 | USA |  |  |  | 6 | OK001 | OKLAHOMA DEPARTMENT OF ENVIRONMENTAL QUALITY | MR. LEE WARDEN | (405)702-4182 | LEE.WARDEN@DEQ.OK.GOV |  | 2003-106-C(M-1) PSD | 3312 | 331111 | 110022524062 | 03/26/2008 &nbsp;ACT | 09/08/2008 &nbsp;ACT | 2008-12-31 | 2010-12-17 | B |  | THE FACILITY WAS CONSTRUCTED UNDER PERMIT NO. 2003-106-C ISSUED MARCH 25, 2003, AND IS CURRENTLY OPERATED UNDER PERMIT NO. 2003-106-O ISSUED JANUARY 3, 2005. THE FACILITY CURRENTLY OPERATES A SINGLE 74 MMBTUH GAS-FIRED FURNACE FOR SOFTENING STEEL BILLETS SO THAT THEY CAN BE DRAWN IN TO WIRE. | MID AMERICAN PROPOSES TO INSTALL TWO ELECTRIC ARC STEEL MELTING FURNACES. THE FURNACES WERE FABRICATED IN 2000 FOR INSTALLATION AT ANOTHER COMPANY SITE THAT WAS NOT CONSTRUCTED, THE PROPOSED GRIFFIN WHEEL PLANT AT TULSA. THE PROPOSED FURNACES WILL BE CAPABLE OF PRODUCING A TOTAL OF APPROXIMATELY 80 TONS/HR (640,000 TONS PER YEAR) OF Â¿BILLETÂ¿ Â¿ (BAR-SHAPED INGOTS) STEEL. THE STEEL MAY BE USED ON-SITE IN THE EXISTING WIRE PRODUCTION UNIT OR SOLD TO OTHER MILLS. | Emergency Generator | 17.11 | No. 2 diesel | 1200 | HP |  | Carbon Monoxide | Unspecified | (InOrganic Compounds) | 630-08-0 | N |  | 6.6 | LB/H |  | BACT-PSD |  | N | 0 | U | 1.65 | T/YR |  | 0 |  |  | 0 | 0 | N
OK-0129 | CHOUTEAU POWER PLANT | ASSOCIATED ELECTRIC COOPERATIVE INC | MAYES | OK | 74362 | USA |  |  |  | 6 | OK001 | OKLAHOMA DEPARTMENT OF ENVIRONMENTAL QUALITY | MR. LEE WARDEN | (405)702-4182 | LEE.WARDEN@DEQ.OK.GOV |  | 2007-115-C(M-1)PSD | 4911 | 221112 | 4009700017 | 06/19/2008 &nbsp;ACT | 01/23/2009 &nbsp;ACT | 2009-11-20 | 2010-02-18 | B |  |  |  | EMERGENCY DIESEL GENERATOR (2200 HP) | 17.11 | LOW SULFUR DIESEL | 2200 | HP |  | Carbon Monoxide | Unspecified | (InOrganic Compounds) | 630-08-0 | N |  | 12.66 | LB/H |  | BACT-PSD | NSPS | U | 0 | U | 3.5 | G/KW-H | NSPS | 0 |  |  | 0 | 0 | N
OK-0154 | MOORELAND GENERATING STA | WESTERN FARMERS ELECTRIC COOPERATIVE | WOODWARD | OK | 73852 | USA | GERALD BUTCHER | 405-247-4341 | G_BUTCHER@WFEC.COM | 6 | OK001 | OKLAHOMA DEPARTMENT OF ENVIRONMENTAL QUALITY | MR. LEE WARDEN | (405)702-4182 | LEE.WARDEN@DEQ.OK.GOV |  | 2008-302-C(M-1)PSD | 4911 | 221112 | 153-00002 | 08/22/2012 &nbsp;ACT | 07/02/2013 &nbsp;ACT | 2014-06-18 | 2016-07-29 | B |  | WFEC operates the Mooreland Generating Station to generate wholesale electricity which is transmitted over WFECâ€™s system. The facility was originally constructed in 1963. The electricity is sold in rural areas of approximately 3/4 of the state of Oklahoma and part of New Mexico. The Mooreland Generating Station currently consists of three high-pressure boilers that burn locally-produced natural gas. The three high-pressure boilers used to generate electricity and the auxiliary boiler used to heat the facility were constructed before May 31, 1972, and are considered â€œgrandfatheredâ€ from construction permitting requirements. | WFEC submitted a Prevention of Significant Deterioration (PSD) construction permit application for the proposed addition of a combined-cycle combustion turbine and associated support equipment to the existing Mooreland Generating Station | DIESEL-FIRED EMERGENCY GENERATOR ENGINE | 17.11 | DIESEL | 1341 | HP | <100 HR/YR OPERATION. | Carbon Monoxide | Unspecified | (InOrganic Compounds) | 630-08-0 | P | COMBUSTION CONTROL. | 0.001 | LB/HR |  | BACT-PSD |  | U | 0 | U | 0 |  |  | 0 |  |  | 0 | 0 | N
PR-0009 | ENERGY ANSWERS ARECIBO PUERTO RICO RENEWABLE ENERGY PROJECT | ENERGY ANSWERS ARECIBO, LLC | ARECIBO | PR |  | USA | MARK GREEN | (347)-351-5248 |  | 2 | OT003 | EPA REGION II | MR. FRANK JON | (212)637-4085 | jon.frank@epa.gov | Ms. Viorica Petriman petriman.viorica@epa.gov | R2-PSD 1 | 4953 | 221119 | FRL-9911-10-Region 2 | 11/11/2012 &nbsp;ACT | 04/10/2014 &nbsp;ACT | 2014-10-14 | 2016-05-05 | A |  | Energy Answers Arecibo is a new resource recovery facility capable of producing up to 77 megawatts (MW) of electrical power while combusting municipal solid waste, as the primary fuel. | This is a PSD permit for a new/greenfield facility. | Emergency Diesel Generator | 17.11 | ULSD Fuel oil # 2 | 0 |  | Emergency Generator is rated at 670 BHP and is limited to 500 hr per year (emergency and testing and maintenance, combined) | Carbon Monoxide | Unspecified | (InOrganic Compounds) | 630-08-0 | N |  | 2.6 | G/BHP-H |  | BACT-PSD |  | U | 0 | U | 3.86 | LB/H |  | 0 |  |  | 0 | 0 | N
SC-0113 | PYRAMAX CERAMICS, LLC | PYRAMAX CERAMICS, LLC | ALLENDALE | SC | 29810 | USA | RICHARD DERBAWKA | 7705690079 | R.DERBAWKA@PYRAMAXCERAMICS.COM | 4 | SC001 | SOUTH CAROLINA DEPT OF HEALTH & ENV CTRL, BUREAU OF AIR QUALITY | MS. ALYSON HAYES | (803)898-3836 | camitdr@dhec.sc.gov | GEORGE S. ROBINSON (803) 898-4123 | 0160-0023 | 3295 | 327992 | Not Available | 09/16/2011 &nbsp;ACT | 02/08/2012 &nbsp;ACT | 2012-05-09 | 2012-10-17 | A |  | PYRAMAX CERAMICS PLANS TO CONSTRUCT A MANUFACTURING FACILITY FOR THE PRODUCTION OF PROPPANT BEADS FOR USE IN THE OIL AND GAS INDUSTRY. THE MAJOR RAW MATERIAL IS CLAY. THE CLAY IS MIXED WITH CHEMICALS AND THEN FIRED IN A KILN TO PRODUCE CERAMIC BEADS. INITIAL CONSTRUCTION PERMIT FOR A GREENFIELD FACILITY. | INITIAL CONSTRUCTION PERMIT FOR A GREENFIELD FACILITY. | EMERGENCY GENERATORS 1 THRU 8 | 17.11 | DIESEL | 757 | HP | THE CONSTRUCTION PERMIT AUTHORIZES THE CONSTRUCTION OF EIGHT (8) IDENTICAL EMERGENCY GENERATORS. THIS PROCESS AND POLLUTANT INFORMATION IS FOR ONE SINGLE EMERGENCT GENERATOR. | Carbon Monoxide | Unspecified | (InOrganic Compounds) | 630-08-0 | P | ENGINES MUST BE CERTIFIED TO COMPLY WITH NSPS, SUBPART IIII. | 3.5 | GR/KW-H |  | BACT-PSD | NSPS | Y | 0 | N | 0 |  |  | 0 |  |  | 0 | 0 | N |  | FACILITY UST PURCHASE ENGINES CERTIFIED BY THE MANUFACTURER TO MEET NSPS, SUBPART IIII. FACILITY TO MAINTAIN RECORDS TO SHOW COMPLIANCE WITH NSPS, SUBPART IIII.
SC-0114 | GP ALLENDALE LP | GP ALLENDALE LP | ALLENDALE | SC | 29827 | USA | STEPHEN B. ELLINGSON, PHD | 4046525423 | SBELLING@GAPAC.COM | 4 | SC001 | SOUTH CAROLINA DEPT OF HEALTH & ENV CTRL, BUREAU OF AIR QUALITY | MS. ALYSON HAYES | (803)898-3836 | camitdr@dhec.sc.gov | JAMES M. MYERS 803-898-4123 | 0160-0020-CB | 2493 | 321219 | 110033180171 | 01/10/2008 &nbsp;ACT | 11/25/2008 &nbsp;ACT | 2012-06-05 | 2012-10-16 | A |  | GP PRODUCES ORIENTED STRAND BOARD (OSB). FACILITY WAS ORIGINALLY PERMITTED AS A SYNTHETIC MINOR FACILITY AND BEGAN CONSTRUCTION. IT WAS DISCOVERED THROUGH SOURCE TESTING THAT FACILITY HAD MAJOR PSD SOURCE EMISSIONS. | FACILITY WAS ORIGINALLY PERMITTED AS A SYNTHETIC MINOR FACILITY AND BEGAN CONSTRUCTION. IT WAS DISCOVERED THROUGH SOURCE TESTING THAT FACILITY HAD MAJOR PSD SOURCE EMISSIONS. | FIRE WATER DIESEL PUMP | 17.11 | DIESEL | 525 | HP | THE FIRE PUMP IS OPERATED INTERMITTENTLY FOR TESTING OR EMERGENCY PURPOSES. THE DIESEL FIRE PUMP IS LIMITED TO 500 HOURS OF OPERATION/YR. | Carbon Monoxide | EPA/OAR Mthd 10 | (InOrganic Compounds) | 630-08-0 | P | TUNE-UPS AND INSPECTIONS WILL BE PERFORMED AS OUTLINED IN THE GOOD MANAGEMENT PRACTICE PLAN. | 1.27 | LB/H |  | BACT-PSD |  |  | 0 |  | 0.32 | T/YR |  | 0 |  |  | 0 | 0 | N |  | ANNUAL EMISSIONS FROM THE DIESEL FIRE PUMP ARE BASED ON AN OPERATIONAL LIMIT OF 500 HR/YR.
SC-0114 | GP ALLENDALE LP | GP ALLENDALE LP | ALLENDALE | SC | 29827 | USA | STEPHEN B. ELLINGSON, PHD | 4046525423 | SBELLING@GAPAC.COM | 4 | SC001 | SOUTH CAROLINA DEPT OF HEALTH & ENV CTRL, BUREAU OF AIR QUALITY | MS. ALYSON HAYES | (803)898-3836 | camitdr@dhec.sc.gov | JAMES M. MYERS 803-898-4123 | 0160-0020-CB | 2493 | 321219 | 110033180171 | 01/10/2008 &nbsp;ACT | 11/25/2008 &nbsp;ACT | 2012-06-05 | 2012-10-16 | A |  | GP PRODUCES ORIENTED STRAND BOARD (OSB). FACILITY WAS ORIGINALLY PERMITTED AS A SYNTHETIC MINOR FACILITY AND BEGAN CONSTRUCTION. IT WAS DISCOVERED THROUGH SOURCE TESTING THAT FACILITY HAD MAJOR PSD SOURCE EMISSIONS. | FACILITY WAS ORIGINALLY PERMITTED AS A SYNTHETIC MINOR FACILITY AND BEGAN CONSTRUCTION. IT WAS DISCOVERED THROUGH SOURCE TESTING THAT FACILITY HAD MAJOR PSD SOURCE EMISSIONS. | DIESEL EMERGENCY GENERATOR | 17.11 | DIESEL | 1400 | HP | THE EMERGENCY GENERATOR IS OPERATED INTERMITTENTLY FOR TESTING OR EMERGENCY PURPOSES. | Carbon Monoxide | EPA/OAR Mthd 10 | (InOrganic Compounds) | 630-08-0 | N |  | 3.03 | LB/H |  | BACT-PSD |  |  | 0 |  | 0.76 | T/YR |  | 0 |  |  | 0 | 0 | N
SC-0115 | GP CLARENDON LP | GP CLARENDON LP | CLARENDON | SC | 29102 | USA | STEPHEN B. ELLINGSON, PHD | SYSNULL | SBELLING@GAPAC.COM | 4 | SC001 | SOUTH CAROLINA DEPT OF HEALTH & ENV CTRL, BUREAU OF AIR QUALITY | MS. ALYSON HAYES | (803)898-3836 | camitdr@dhec.sc.gov | JAMES M. MYERS 803-898-4123 | 0680-0046-CB | 2493 | 321219 | 110040507742 | 02/25/2008 &nbsp;ACT | 02/10/2009 &nbsp;ACT | 2012-06-05 | 2012-10-16 | A |  | GP PRODUCES ORIENTED STRAND BOARD (OSB). FACILITY WAS ORIGINALLY PERMITTED AS A SYNTHETIC MINOR FACILITY AND BEGAN CONSTRUCTION. SISTER FACILITY IN ALLENDALE BEGAN OPERATION BEFORE CLARENDON CONSTRUCTION WAS COMPLETE. IT WAS DISCOVERED THROUGH SOURCE TESTING THAT THE ALLENDALE FACILITY HAD MAJOR PSD SOURCE EMISSIONS. CONSTRUCTION ON CLARENDON HAD STOPPED AND HAS NOT BEEN COMPLETED AS OF MAY 2012. PSD CONSTRUCTION PERMIT WAS ISSUED TO CLARENDON ALSO. | FACILITY WAS ORIGINALLY PERMITTED AS A SYNTHETIC MINOR FACILITY AND BEGAN CONSTRUCTION. SISTER FACILITY IN ALLENDALE BEGAN OPERATION BEFORE CLARENDON CONSTRUCTION WAS COMPLETE. IT WAS DISCOVERED THROUGH SOURCE TESTING THAT THE ALLENDALE FACILITY HAD MAJOR PSD SOURCE EMISSIONS. CONSTRUCTION ON CLARENDON HAD STOPPED AND HAS NOT BEEN COMPLETED AS OF MAY 2012. PSD CONSTRUCTION PERMIT WAS ISSUED TO CLARENDON ALSO. | FIRE WATER DIESEL PUMP | 17.11 | DIESEL | 525 | HP | THE FIRE PUMP IS OPERATED INTERMITTENTLY FOR TESTING OR EMERGENCY PURPOSES. | Carbon Monoxide | EPA/OAR Mthd 10 | (InOrganic Compounds) | 630-08-0 | P | TUNE-UPS AND INSPECTIONS WILL BE PERFORMED AS OUTLINED IN THE GOOD MANAGEMENT PRACTICE PLAN. | 1.27 | LB/H |  | BACT-PSD |  |  | 0 |  | 0.32 | T/YR |  | 0 |  |  | 0 | 0 | N |  | ANNUAL EMISSIONS FROM THE DIESEL FIRE PUMP ARE BASED ON AN OPERATIONAL LIMIT OF 500 HR/YR.
SC-0115 | GP CLARENDON LP | GP CLARENDON LP | CLARENDON | SC | 29102 | USA | STEPHEN B. ELLINGSON, PHD | SYSNULL | SBELLING@GAPAC.COM | 4 | SC001 | SOUTH CAROLINA DEPT OF HEALTH & ENV CTRL, BUREAU OF AIR QUALITY | MS. ALYSON HAYES | (803)898-3836 | camitdr@dhec.sc.gov | JAMES M. MYERS 803-898-4123 | 0680-0046-CB | 2493 | 321219 | 110040507742 | 02/25/2008 &nbsp;ACT | 02/10/2009 &nbsp;ACT | 2012-06-05 | 2012-10-16 | A |  | GP PRODUCES ORIENTED STRAND BOARD (OSB). FACILITY WAS ORIGINALLY PERMITTED AS A SYNTHETIC MINOR FACILITY AND BEGAN CONSTRUCTION. SISTER FACILITY IN ALLENDALE BEGAN OPERATION BEFORE CLARENDON CONSTRUCTION WAS COMPLETE. IT WAS DISCOVERED THROUGH SOURCE TESTING THAT THE ALLENDALE FACILITY HAD MAJOR PSD SOURCE EMISSIONS. CONSTRUCTION ON CLARENDON HAD STOPPED AND HAS NOT BEEN COMPLETED AS OF MAY 2012. PSD CONSTRUCTION PERMIT WAS ISSUED TO CLARENDON ALSO. | FACILITY WAS ORIGINALLY PERMITTED AS A SYNTHETIC MINOR FACILITY AND BEGAN CONSTRUCTION. SISTER FACILITY IN ALLENDALE BEGAN OPERATION BEFORE CLARENDON CONSTRUCTION WAS COMPLETE. IT WAS DISCOVERED THROUGH SOURCE TESTING THAT THE ALLENDALE FACILITY HAD MAJOR PSD SOURCE EMISSIONS. CONSTRUCTION ON CLARENDON HAD STOPPED AND HAS NOT BEEN COMPLETED AS OF MAY 2012. PSD CONSTRUCTION PERMIT WAS ISSUED TO CLARENDON ALSO. | DIESEL EMERGENCY GENERATOR | 17.11 | DIESEL | 1400 | HP | THE EMERGENCY GENERATOR IS OPERATED INTERMITTENTLY FOR TESTING OR EMERGENCY PURPOSES. THE DIESEL EMERGENCY GENERATOR IS LIMITED TO 500 HOURS OF OPERATION PER YEAR. | Carbon Monoxide | EPA/OAR Mthd 10 | (InOrganic Compounds) | 630-08-0 | P | TUNE-UPS AND INSPECTIONS WILL BE PERFORMED AS OUTLINED IN THE GOOD MANAGEMENT PRACTICE PLAN. | 3.03 | LB/H |  | BACT-PSD |  |  | 0 |  | 0.76 | T/YR |  | 0 |  |  | 0 | 0 | N |  | ANNUAL EMISSIONS FROM THE DIESEL EMERGENCY GENERATOR ARE BASED ON AN OPERATIONAL LIMIT OF 500 HR/YR.
TX-0799 | BEAUMONT TERMINAL | PHILLIPS 66 PIPELINE LLC | JEFFERSON | TX |  | USA | CHINTAN MEHTA | 832-765-1677 |  | 6 | TX001 | TEXAS COMMISSION ON ENVIRONMENTAL QUALITY (TCEQ) | MS. ANNE INMAN | (512) 239-1267 | anne.inman@tceq.texas.gov | Beth Akers, 512-239-4620 beth.akers@tceq.texas.gov | 18295, PSDTX1466, GHGPSDTX139 | 5171 | 424710 | 110033444850 | 04/19/2016 &nbsp;ACT | 06/08/2016 &nbsp;ACT | 2016-06-17 | 2016-07-07 | C |  | This marine terminal receives, stores, and distributes various volatile organic liquids (VOLs) and refined petroleum products. | (consolidate and/or void: 1973, 8113, 481, 2365, 56419, 6312, and 6559) | Fire pump engines | 17.11 | diesel | 0 |  |  | Carbon Monoxide | Unspecified | (InOrganic Compounds) | 630-08-0 | P | Equipment specifications and good combustion practices. Operation limited to 100 hours per year. | 0.0055 | LB/HP-HR |  | BACT-PSD |  | N | 0 | U | 0 |  |  | 0 |  |  | 0 | 0 | N
WV-0025 | MOUNDSVILLE COMBINED CYCLE POWER PLANT | MOUNDSVILLE POWER, LLC | MARSHALL | WV | 26041 | USA | JON WILLIAMS | 716-856-3333 | JMWILLIAMS@MOUNDSVILLE-POWER.COM | 3 | WV001 | WEST VIRGINIA DEPT. OF ENVRIONMENTAL PROTECTION; DIV. OF AIR QUALITY | MR. JOE KESSLER, PE | (304)926-0499X1219 | Joseph.r.kessler@wv.gov | Permit Writer: Mr. Steve Pursley, PE WV Division of Air Quality 304-926-0499 x1218 | R14-0030 | 4911 | 221112 | Not Found | 05/14/2014 &nbsp;ACT | 11/21/2014 &nbsp;ACT | 2015-01-05 | 2018-05-01 | U |  | Nominal 549 mW(output) natural gas-fired combined cycle power plant. |  | Emergency Generator | 17.11 | Diesel | 2015.7 | HP | Nominal 1,500 kW. Limited to 100 hours/year. | Carbon Monoxide | Unspecified | (InOrganic Compounds) | 630-08-0 | N |  | 0 |  |  | BACT-PSD | NSPS | U | 0 | U | 0 |  |  | 2.6 | G/HP-HR |  | 0 | 0 | N
WY-0070 | CHEYENNE PRAIRIE GENERATING STATION | BLACK HILLS POWER, INC. | LARAMIE | WY | 82009 | USA | TIM ROGERS | (605) 721-2286 | TIM.ROGERS@BLACKHILLSCORP.COM | 8 | WY001 | WYOMING AIR QUAL DIVISION, AIR QUALITY | MR. ANDREW KEYFAUVER | (307)777-7340 | andrew.keyfauver@wyo.gov |  | CT-12636 | 491 | 221112 | Not Found | 03/01/2012 &nbsp;ACT | 08/28/2012 &nbsp;ACT | 2012-08-23 | 2018-05-11 | A |  | A nominal 220 megawatt (MW) gross electrical facility. The station is to consist of five (5) 40 MW GE LM6000 combustion turbine generators with two (2) of the turbines operating in combined cycle mode for an additional 20 MW in generation. |  | Diesel Emergency Generator (EP15) | 17.11 | Ultra Low Sulfur Diesel | 839 | hp |  | Carbon Monoxide | EPA/OAR Mthd 10 | (InOrganic Compounds) | 630-08-0 | P | EPA Tier 2 rated | 0 |  |  | BACT-PSD | NSPS | N | 0 | U | 0 |  |  | 0 |  |  | 0 | 0 | N |  | limited to 500 hours of non-emergency operation per calendar year
*AK-0084 | DONLIN GOLD PROJECT | DONLIN GOLD LLC. | BETHEL CENSUS AREA | AK | 99575 | USA | STAN FOO | 907-273-0200 | SFOO@DONLINGOLD.COM | 10 | AK001 | ALASKA DEPT OF ENVIRONMENTAL CONS | MR. JIM PLOSAY | (907) 465-5103 | JOHN.KUTERBACH@ALASKA.GOV | AK DEC DIV. OF AIR QUALITY 410 WILLOUGHBY AVE. SUITE 303 JUNEAU, AK 99801 | AQ0934CPT01 | 1041 | 212221 | Not Entered | 10/15/2015 &nbsp;ACT | 06/30/2017 &nbsp;ACT | 2018-06-21 | 2018-06-22 | A | http://dec.alaska.gov/Applications/Air/airtoolsweb/Home/ViewAttachment/16763360/d1h2U6BIY-j857LFU-WYmw2 | The Donlin Gold Project is a gold mine located 12 miles north of Crooked Creek, Alaska on the Kuskokwim River, about 280 miles northwest of Anchorage. The deposit has proven and probable reserves estimated at 33.9 million ounces of gold at 2.1 g/t and could produce up to 1.5 million ounces annually. SIC Code 1041; NAICS Code 212221. |  | Black Start and Emergency Internal Cumbustion Engines | 17.11 | Diesel | 1500 | kWe | Two (2) 600 kWe black start diesel generators and four (4) 1,500 kWe emergency diesel generators. | Nitrogen Oxides (NOx) | Unspecified | (InOrganic Compounds,Oxides of Nitrogen (NOx),Particulate Matter (PM)) | 10102 | P | Good Combustion Practices | 8 | G/KW-HR | 3-HOUR AVERAGE | BACT-PSD | NSPS | U | 0 | U | 0 |  |  | 0 |  |  | 0 | 0 | N |  | 8.0 g/kW-hr includes NOx and VOC emissions. NSPS Subpart IIII engines.
*AK-0084 | DONLIN GOLD PROJECT | DONLIN GOLD LLC. | BETHEL CENSUS AREA | AK | 99575 | USA | STAN FOO | 907-273-0200 | SFOO@DONLINGOLD.COM | 10 | AK001 | ALASKA DEPT OF ENVIRONMENTAL CONS | MR. JIM PLOSAY | (907) 465-5103 | JOHN.KUTERBACH@ALASKA.GOV | AK DEC DIV. OF AIR QUALITY 410 WILLOUGHBY AVE. SUITE 303 JUNEAU, AK 99801 | AQ0934CPT01 | 1041 | 212221 | Not Entered | 10/15/2015 &nbsp;ACT | 06/30/2017 &nbsp;ACT | 2018-06-21 | 2018-06-22 | A | http://dec.alaska.gov/Applications/Air/airtoolsweb/Home/ViewAttachment/16763360/d1h2U6BIY-j857LFU-WYmw2 | The Donlin Gold Project is a gold mine located 12 miles north of Crooked Creek, Alaska on the Kuskokwim River, about 280 miles northwest of Anchorage. The deposit has proven and probable reserves estimated at 33.9 million ounces of gold at 2.1 g/t and could produce up to 1.5 million ounces annually. SIC Code 1041; NAICS Code 212221. |  | Twelve (12) Large ULSD/Natural Gas-Fired Internal Combustion Engines | 17.11 | Diesel and Natural Gas | 143.5 | MMBtu/hr | Twelve 17-MW Wartsila 18V50DF ULSD/Natural Gas-Fired Internal Combustion Engines. Each engine rated at: 143.5 MMBtu/hr on ULSD 141.4 MMBtu/hr on natural gas | Nitrogen Oxides (NOx) | Unspecified | (InOrganic Compounds,Oxides of Nitrogen (NOx),Particulate Matter (PM)) | 10102 | B | Selective Catalytic Reduction (SCR) and Good Combustion Practices | 0.53 | G/KW-HR (ULSD) | 3-HOUR AVERAGE | BACT-PSD |  | U | 95 | U | 0.08 | G/KW-HR (NATURAL GAS | 3-HOUR AVERAGE | 0 |  |  | 0 | 0 | N |  | Potential NOx emissions of 85.9 tpy for each engine (EU 1-12).
*KS-0036 | WESTAR ENERGY - EMPORIA ENERGY CENTER | WESTAR ENERGY | LYON | KS | 66801 | USA | STEPHANIE HIRNER | 785-575-8447 |  | 7 | KS001 | KANSAS DEPT. OF HEALTH & ENVIRONMENT, BR. OF AIR & RADIATION, KS | GYANENDRA PRASAI, PE | 785-296-6427 | Gyanendra.X.Prasai@ks.gov | Gerald McIntyre, E-mail address: Gerald.McIntyre@ks.gov; | C-10656 | 4911 | 221112 | Not Found | 10/16/2012 &nbsp;ACT | 03/18/2013 &nbsp;ACT | 2017-08-23 | 2017-08-25 | C |  | The Westar Energy - Emporia Energy Center (Source ID: 1110046) is a fossil fuel power generation facility located in Emporia, Kansas. | This PSD permit with tracking number C-10656 is a modification of PSD permits C-9132 (issued on 5/5/2011) and C-7072 (issued 4/17/2007). | Caterpillar C18DITA Diesel Engine Generator | 17.11 | No. 2 Distillate Fuel Oil | 900 | BHP |  | Nitrogen Oxides (NOx) | Unspecified | (InOrganic Compounds,Oxides of Nitrogen (NOx),Particulate Matter (PM)) | 10102 | P | utilize efficient combustion/design technology | 14 | LB/HR |  | BACT-PSD |  | U | 0 | U | 0 |  |  | 0 |  |  | 0 | 0 | N
*LA-0312 | ST. JAMES METHANOL PLANT | SOUTH LOUISIANA METHANOL LP | ST. JAMES | LA |  | USA | BRIAN JONES | (512) 394-7346 |  | 6 | LA001 | LOUISIANA DEPARTMENT OF ENV QUALITY | MR. BRYAN D. JOHNSTON | (225)219-3450 | BRYAN.JOHNSTON@LA.GOV | Permit Writer: Mr. Christopher Smith, (225) 219-3439 | PSD-LA-780(M-1) | 2869 | 325998 | Not Found | 09/30/2015 &nbsp;ACT | 06/30/2017 &nbsp;ACT | 2017-03-10 | 2017-12-27 | A |  | New MeOH plant designed to produce 5,275 metric tons per day of refined methanol from natural gas and carbon dioxide (CO2) feedstock | New methanol plant designed to produce 5,275 metric tons per day of refined methanol from natural gas and carbon dioxide (CO2) feedstock | DFP1-13 - Diesel Fire Pump Engine (EQT0013) | 17.11 | Diesel | 650 | horsepower | Operating hour limit: 100 hr/yr | Nitrogen Oxides (NOx) | Unspecified | (InOrganic Compounds,Oxides of Nitrogen (NOx),Particulate Matter (PM)) | 10102 | P | Compliance with NSPS Subpart IIII | 6.6 | LB/HR |  | BACT-PSD | NSPS , OPERATING PERMIT | U | 0 | U | 0 |  |  | 0 |  |  | 0 | 0 | N |  | Limit: 3.84 g/hp-hr
*LA-0312 | ST. JAMES METHANOL PLANT | SOUTH LOUISIANA METHANOL LP | ST. JAMES | LA |  | USA | BRIAN JONES | (512) 394-7346 |  | 6 | LA001 | LOUISIANA DEPARTMENT OF ENV QUALITY | MR. BRYAN D. JOHNSTON | (225)219-3450 | BRYAN.JOHNSTON@LA.GOV | Permit Writer: Mr. Christopher Smith, (225) 219-3439 | PSD-LA-780(M-1) | 2869 | 325998 | Not Found | 09/30/2015 &nbsp;ACT | 06/30/2017 &nbsp;ACT | 2017-03-10 | 2017-12-27 | A |  | New MeOH plant designed to produce 5,275 metric tons per day of refined methanol from natural gas and carbon dioxide (CO2) feedstock | New methanol plant designed to produce 5,275 metric tons per day of refined methanol from natural gas and carbon dioxide (CO2) feedstock | DEG1-13 - Diesel Fired Emergency Generator Engine (EQT0012) | 17.11 | Diesel | 1474 | horsepower | Operating hours limit: 100 hr/yr. | Nitrogen Oxides (NOx) | Unspecified | (InOrganic Compounds,Oxides of Nitrogen (NOx),Particulate Matter (PM)) | 10102 | P | Compliance with NSPS Subpart IIII | 19.23 | LB/HR |  | BACT-PSD | NSPS , OPERATING PERMIT | U | 0 | U | 0 |  |  | 0 |  |  | 0 | 0 | N |  | Limit: 4.93 g/hp-hr
*LA-0315 | G2G PLANT | BIG LAKE FUELS LLC | CALCASIEU | LA | 70605 | USA |  |  |  | 6 | LA001 | LOUISIANA DEPARTMENT OF ENV QUALITY | MR. BRYAN D. JOHNSTON | (225)219-3450 | BRYAN.JOHNSTON@LA.GOV |  | PSD-LA-781 | 2869 | 325110 | Not Found | 09/04/2013 &nbsp;ACT | 05/23/2014 &nbsp;ACT | 2017-03-13 | 2017-03-16 | A |  | The G2G Plant will be a natural gas to gasoline production facility which will use natural gas to produce methanol that will be subsequently converted into gasoline. |  | Emergency Diesel Generator 1 | 17.11 | Diesel | 5364 | HP |  | Nitrogen Oxides (NOx) | Unspecified | (InOrganic Compounds,Oxides of Nitrogen (NOx),Particulate Matter (PM)) | 10102 | P | Compliance with 40 CFR 60 Subpart IIII and 40 CFR 63 Subpart ZZZZ | 52.58 | LB/H | HOURLY MAXIMUM | BACT-PSD | NSPS , OPERATING PERMIT | U | 0 | U | 2.63 | T/YR | ANNUAL MAXIMUM | 4.8 | G/BHP-H |  | 0 | 0 | N |  | BACT Limit = 4.80 G/BHP-H (6.4 G/KW-H) (12-Month Rolling Average)
*LA-0315 | G2G PLANT | BIG LAKE FUELS LLC | CALCASIEU | LA | 70605 | USA |  |  |  | 6 | LA001 | LOUISIANA DEPARTMENT OF ENV QUALITY | MR. BRYAN D. JOHNSTON | (225)219-3450 | BRYAN.JOHNSTON@LA.GOV |  | PSD-LA-781 | 2869 | 325110 | Not Found | 09/04/2013 &nbsp;ACT | 05/23/2014 &nbsp;ACT | 2017-03-13 | 2017-03-16 | A |  | The G2G Plant will be a natural gas to gasoline production facility which will use natural gas to produce methanol that will be subsequently converted into gasoline. |  | Emergency Diesel Generator 2 | 17.11 | Diesel | 5364 | HP |  | Nitrogen Oxides (NOx) | Unspecified | (InOrganic Compounds,Oxides of Nitrogen (NOx),Particulate Matter (PM)) | 10102 | P | Compliance with 40 CFR 60 Subpart IIII and 40 CFR 63 Subpart ZZZZ | 52.58 | LB/H | HOURLY MAXIMUM | BACT-PSD | NSPS , OPERATING PERMIT | U | 0 | U | 2.63 | T/YR | ANNUAL MAXIMUM | 4.8 | G/BHP-H |  | 0 | 0 | N |  | BACT Limit = 4.80 G/BHP-H (6.4 G/KW-H) (12-Month Rolling Average)
*LA-0315 | G2G PLANT | BIG LAKE FUELS LLC | CALCASIEU | LA | 70605 | USA |  |  |  | 6 | LA001 | LOUISIANA DEPARTMENT OF ENV QUALITY | MR. BRYAN D. JOHNSTON | (225)219-3450 | BRYAN.JOHNSTON@LA.GOV |  | PSD-LA-781 | 2869 | 325110 | Not Found | 09/04/2013 &nbsp;ACT | 05/23/2014 &nbsp;ACT | 2017-03-13 | 2017-03-16 | A |  | The G2G Plant will be a natural gas to gasoline production facility which will use natural gas to produce methanol that will be subsequently converted into gasoline. |  | Fire Pump Diesel Engine 1 | 17.11 | Diesel | 751 | HP |  | Nitrogen Oxides (NOx) | Unspecified | (InOrganic Compounds,Oxides of Nitrogen (NOx),Particulate Matter (PM)) | 10102 | P | Compliance with 40 CFR 60 Subpart IIII and 40 CFR 63 Subpart ZZZZ | 4.6 | LB/H | HOURLY MAXIMUM | BACT-PSD | NSPS , OPERATING PERMIT | U | 0 | U | 0.23 | T/YR | ANNUAL MAXIMUM | 4.8 | G/BHP-H |  | 0 | 0 | N |  | BACT Limit = 4.80 G/BHP-H (6.40 G/KW-H) (12-Month Rolling Average)
*LA-0315 | G2G PLANT | BIG LAKE FUELS LLC | CALCASIEU | LA | 70605 | USA |  |  |  | 6 | LA001 | LOUISIANA DEPARTMENT OF ENV QUALITY | MR. BRYAN D. JOHNSTON | (225)219-3450 | BRYAN.JOHNSTON@LA.GOV |  | PSD-LA-781 | 2869 | 325110 | Not Found | 09/04/2013 &nbsp;ACT | 05/23/2014 &nbsp;ACT | 2017-03-13 | 2017-03-16 | A |  | The G2G Plant will be a natural gas to gasoline production facility which will use natural gas to produce methanol that will be subsequently converted into gasoline. |  | Fire Pump Diesel Engine 2 | 17.11 | Diesel | 751 | HP |  | Nitrogen Oxides (NOx) | Unspecified | (InOrganic Compounds,Oxides of Nitrogen (NOx),Particulate Matter (PM)) | 10102 | P | Compliance with 40 CFR 60 Subpart IIII and 40 CFR 63 Subpart ZZZZ | 4.6 | LB/H | HOURLY MAXIMUM | BACT-PSD | NSPS , OPERATING PERMIT | U | 0 | U | 0.23 | T/YR | ANNUAL MAXIMUM | 4.8 | G/BHP-H |  | 0 | 0 | N |  | BACT Limit = 4.8 G/BHP-H (6.40 G/KW-H) (12-Month Rolling Average)
*MI-0433 | MEC NORTH, LLC AND MEC SOUTH LLC | MARSHALL ENERGY CENTER LLC | CALHOUN | MI | 49068 | USA | WILLARD LADD | 914-468-2402 | WLADD@DEVELOPMENTPARTNERS.COM | 5 | MI001 | MICHIGAN DEPT OF ENVIRONMENTAL QUALITY | MS. CINDY SMITH | (517)284-6802 | SMITHC17@MICHIGAN.GOV | There are two plants (MEC North, LLC and MEC South, LLC) that will operate as separate entities but they are considered a single stationary source and the installation of the two new plants was reviewed as a single project. There are two Air Permits to Install for the two plants (167-17 and 168-17). For technical questions regarding either of the two permits, please contact the permit engineer Ms. Catherine Asselin at 517-284-6786 or at asselinc@michigan.gov. Thank you. | 167-17 AND 168-17 | 4911 | 221112 | Not Found | 05/22/2018 &nbsp;ACT | 06/29/2018 &nbsp;ACT | 2018-08-17 | 2018-08-22 | A |  | Natural gas combined cycle power plant (two plants: north and south) | There are two plants that will operate as separate entities and each received a separate Air Permit to Install, but they are considered one stationary source and were reviewed as one project. | EUEMENGINE (North Plant): Emergency Engine | 17.11 | Diesel | 1341 | HP | A 1,341 HP (1,000 kilowatts (KW)) diesel-fired emergency engine with a model year of 2011 or later, and a displacement of <10 liters/cylinder. The engine is designed to be compliant with Tier IV emission standards. Equipped with a diesel particulate filter. | Nitrogen Oxides (NOx) | Unspecified | (InOrganic Compounds,Oxides of Nitrogen (NOx),Particulate Matter (PM)) | 10102 | P | Good combustion practices and meeting NSPS Subpart IIII requirements. | 6.4 | G/KW-H | HOURLY | BACT-PSD | NSPS , SIP | N | 0 | N | 0 |  |  | 0 |  |  | 0 | 0 | N |  | The limit is actually in &lsquo;&lsquo;NMHC+NOx&lsquo;&lsquo; (nonmethane hydrocarbon plus NOx), which is what is required in the NSPS.
*MI-0433 | MEC NORTH, LLC AND MEC SOUTH LLC | MARSHALL ENERGY CENTER LLC | CALHOUN | MI | 49068 | USA | WILLARD LADD | 914-468-2402 | WLADD@DEVELOPMENTPARTNERS.COM | 5 | MI001 | MICHIGAN DEPT OF ENVIRONMENTAL QUALITY | MS. CINDY SMITH | (517)284-6802 | SMITHC17@MICHIGAN.GOV | There are two plants (MEC North, LLC and MEC South, LLC) that will operate as separate entities but they are considered a single stationary source and the installation of the two new plants was reviewed as a single project. There are two Air Permits to Install for the two plants (167-17 and 168-17). For technical questions regarding either of the two permits, please contact the permit engineer Ms. Catherine Asselin at 517-284-6786 or at asselinc@michigan.gov. Thank you. | 167-17 AND 168-17 | 4911 | 221112 | Not Found | 05/22/2018 &nbsp;ACT | 06/29/2018 &nbsp;ACT | 2018-08-17 | 2018-08-22 | A |  | Natural gas combined cycle power plant (two plants: north and south) | There are two plants that will operate as separate entities and each received a separate Air Permit to Install, but they are considered one stationary source and were reviewed as one project. | EUEMENGINE (South Plant): Emergency Engine | 17.11 | Diesel | 1341 | HP | A 1,341 HP (1,000 kilowatts (kW)) diesel-fired emergency engine with a model year of 2011 or later, and a displacement of <10 liters/cylinder. The engine is designed to be compliant with Tier IV emission standards. Equipped with a diesel particulate filter. | Nitrogen Oxides (NOx) | Unspecified | (InOrganic Compounds,Oxides of Nitrogen (NOx),Particulate Matter (PM)) | 10102 | P | Good combustion practices and meeting NSPS IIII requirements. | 6.4 | G/KW-H | HOURLY | BACT-PSD | NSPS , SIP | N | 0 | N | 0 |  |  | 0 |  |  | 0 | 0 | N |  | The limit is actually in &lsquo;&lsquo;NMHC+NOx&lsquo;&lsquo; (nonmethane hydrocarbon plus NOx), which is what is required in the NSPS.
*MI-0434 | FLAT ROCK ASSEMBLY PLANT | FORD MOTOR COMPANY | WAYNE | MI | 48134 | USA | JOSEPH VICARI | 313-999-0364 | JVICARI@FORD.COM | 5 | MI001 | MICHIGAN DEPT OF ENVIRONMENTAL QUALITY | MS. CINDY SMITH | (517)284-6802 | SMITHC17@MICHIGAN.GOV | Please contact the permit engineer, Mr. John Vial, at 517-284-6805 or at vialj@michigan.gov for technical questions regarding this permit. Thank you. | 122-17 | 8741 | 561110 | Not Found | 09/11/2017 &nbsp;ACT | 03/22/2018 &nbsp;ACT | 2018-08-22 | 2018-08-22 | B |  | The existing Flat Rock Assembly Plant (FRAP) is an automotive manufacturing plant which consists of a stamping operation, a body shop, a paint shop, and a final assembly shop. The permit application is for the proposed installation of an electronic data center (EDC) with backup emergency generators at FRAP. |  | EUENGINE01 through EUENGINE08 | 17.11 | Diesel | 3633 | BHP | Eight (8) diesel-fueled emergency engine/generators rated at 2,500 kilowatt (kW) / 3,633 brake horsepower (BHP), two (2) emergency fire pump engines rated at 250 BHP and an emergency engine rated at 500 kW. No add-on control. | Nitrogen Oxides (NOx) | Unspecified | (InOrganic Compounds,Oxides of Nitrogen (NOx),Particulate Matter (PM)) | 10102 | P | Good combustion practices. | 6.4 | G/KW-H | HOURLY; EACH ENGINE; NMHC+NOX | BACT-PSD | NSPS , SIP | N | 0 | N | 42.6 | LB/H | HOURLY; EACH ENGINE; NOX | 0 |  |  | 0 | 0 | N |  | The first emission limit above is actually in &lsquo;&lsquo;NMHC+NOx&lsquo;&lsquo; (nonmethane hydrocarbon plus NOx) and is 6.4 G/KW-H for each engine. The limit is based on NSPS IIII. The second emission limit above is actually in NOx and is 42.6 LB/H for each engine.
*MI-0435 | BELLE RIVER COMBINED CYCLE POWER PLANT | DTE ELECTRIC COMPANY | ST. CLAIR | MI | 48054 | USA | MATTHEW PAUL | 313-235-3374 | MATTHEW.PAUL@DTEENERGY.COM | 5 | MI001 | MICHIGAN DEPT OF ENVIRONMENTAL QUALITY | MS. CINDY SMITH | (517)284-6802 | SMITHC17@MICHIGAN.GOV | For technical questions regarding the permit, please contact the permit engineer, Mr. John Vial, at 517-284-6805 or at vialj@michigan.gov. Thank you. | 19-18 | 4911 | 221112 | Not Found | 06/22/2018 &nbsp;ACT | 07/16/2018 &nbsp;ACT | 2018-08-23 | 2018-08-24 | B |  | Natural gas combined-cycle power plant | The new combined cycle plant is proposed to be located near DTE's existing Belle River and St. Clair coal fired power plants. The three plants will be considered a single stationary source. It will have a capacity of 1,150 megawatts. | EUEMENGINE: Emergency engine | 17.11 | Diesel | 2 | MW | A nominal 2 MW diesel-fueled emergency engine with a model year of 2011 or later, and a displacement of <10 liters/cylinder. The engine is an EPA Tier 2 certified engine subject to NSPS IIII. | Nitrogen Oxides (NOx) | Unspecified | (InOrganic Compounds,Oxides of Nitrogen (NOx),Particulate Matter (PM)) | 10102 | P | State of the art combustion design. | 6.4 | G/KW-H | HOURLY | BACT-PSD | NSPS , SIP | N | 0 | N | 0 |  |  | 0 |  |  | 0 | 0 | N |  | The limit is actually in &lsquo;&lsquo;NMHC+NOx&lsquo;&lsquo; (nonmethane hydrocarbon plus NOx), which is what is required in the NSPS.
*SD-0005 | DEER CREEK STATION | BASIN ELECTRIC POWER COOPERATIVE | BROOKINGS | SD | 57026 | USA | JERRY MENGE | 7012230441 |  | 8 | SD001 | SOUTH DAKOTA DEPT OF WATER & NAT'L RES | KYRIK ROMBOUGH | (605)730-3151 | kyrik.rombough@state.sd.us |  | 28.0505-PSD | 4911 | 221112 | 110055510433 | &nbsp; | 06/29/2010 &nbsp;ACT | 2011-06-30 | 2018-03-23 | A |  | Natural gas-fired combustion turbine and heat recovery steam generator for electricity production. The facility has a maximum net output of 300 megawatts. |  | Emergency Generator | 17.11 | Distillate Oil | 2000 | Kilowatts |  | Nitrogen Oxides (NOx) | Unspecified | (InOrganic Compounds,Oxides of Nitrogen (NOx),Particulate Matter (PM)) | 10102 | N |  | 0 |  |  | BACT-PSD | NSPS | U | 0 | U | 0 |  |  | 0 |  |  | 0 | 0 | N |  | BACT was determined to be the requirements in 40 CFR Part 60, Subpart IIII
*SD-0005 | DEER CREEK STATION | BASIN ELECTRIC POWER COOPERATIVE | BROOKINGS | SD | 57026 | USA | JERRY MENGE | 7012230441 |  | 8 | SD001 | SOUTH DAKOTA DEPT OF WATER & NAT'L RES | KYRIK ROMBOUGH | (605)730-3151 | kyrik.rombough@state.sd.us |  | 28.0505-PSD | 4911 | 221112 | 110055510433 | &nbsp; | 06/29/2010 &nbsp;ACT | 2011-06-30 | 2018-03-23 | A |  | Natural gas-fired combustion turbine and heat recovery steam generator for electricity production. The facility has a maximum net output of 300 megawatts. |  | Fire Water Pump | 17.11 | Distillate Oil | 577 | horsepower |  | Nitrogen Oxides (NOx) | Unspecified | (InOrganic Compounds,Oxides of Nitrogen (NOx),Particulate Matter (PM)) | 10102 | N |  | 0 |  |  | BACT-PSD | NSPS | U | 0 | U | 0 |  |  | 0 |  |  | 0 | 0 | N |  | BACT was determined to be the requirements in 40 CFR Part 60, Subpart IIII
*TX-0671 | PROJECT JUMBO | M&G RESINS USA, LLC | NUECES | TX |  | USA | MAURO FENOGLIO | 281-874-8074 | MAURO.FENOGLIO@GRUPPOMG.COM | 6 | TX001 | TEXAS COMMISSION ON ENVIRONMENTAL QUALITY (TCEQ) | MS. ANNE INMAN | (512) 239-1267 | anne.inman@tceq.texas.gov | Ozden Tamer, Phone 512-239-4577 | 108446/PSDTX1352 | 2821 | 325211 |  | 02/22/2013 &nbsp;ACT | 12/01/2014 &nbsp;ACT | 2015-03-03 | 2017-11-17 | A |  | Plastic Resin Manufacturing Plant | M&G proposes to install 4 HTF process heaters each with a heat input of 141.82 MMBtu/hr (HHV). Each heater will be fired with natural gas and supplemental methane-rich biogas as fuel and will also combust two process waste gas streams. NOx emissions from the HTF heaters will be reduced using selective catalytic reduction (SCR) technology involving injection of aqueous ammonia. | Engines | 17.11 | ultra low sulfur diesel fuel | 0 |  | Two mergency diesel fired generators proposed. Each engine will be 4000 kW. Ultra low sulfur fuel is burned in the engines to meet the sulfur requirement of 15 ppm in 40CFR80.510(b). Each emergency engine is being permitted for maintenance and testing for maximum 100 hrs/yr. They are not being permitted for the actual emergency emissions | Nitrogen Oxides (NOx) | Unspecified | (InOrganic Compounds,Oxides of Nitrogen (NOx),Particulate Matter (PM)) | 10102 | P | Each emergency generator's emission factor is based on EPA's Tier 2 standards at 40CFR89.112 for NOx | 5.43 | G/KW-H |  | BACT-PSD | NSPS | U | 0 | U | 2.39 | T/YR |  | 0 |  |  | 0 | 0 | N
AK-0066 | ENDICOTT PRODUCTION FACILITY, LIBERTY DEVELOPMENT PROJECT | BRITISH PETROLEUM EXPLORATION ALASKA (BPXA) | PRUDHOE BAY | AK |  | USA | ALISON COOKE | 9075644838 |  | 10 | AK001 | ALASKA DEPT OF ENVIRONMENTAL CONS | MR. JIM PLOSAY | (907) 465-5103 | JOHN.KUTERBACH@ALASKA.GOV | SALLY RYAN, (907) 269-6271 MATT WILKINSON, (907) 465-5124 | AQ0181CPT06, REVISION 2 | 1311 | 211111 | UNKNOWN | &nbsp; | 06/15/2009 &nbsp;ACT | 2009-06-03 | 2009-08-06 | B |  | AT ENDICOTT, BPXA PROCESSES CRUDE OIL PRODUCTION FLUIDS RECEIVED FROM VARIOUS CRUDE OIL ACCUMULATIONS LOCATED ON THE NORTH SLOPE OF ALASKA. THE STATIONARY SOURCE IS CURRENTLY SITUATED ON TWO OFF-SHORE PRODUCTION ISLANDS, WHICH ARE LOCATED IN THE BEAUFORT SEA, AND CONNECTED BY A 3.5 MILE CAUSEWAY. ENDICOTT IS CURRENTLY CAPABLE OF PROCESSING 120,000 BARRELS OF CRUDE OIL PER DAY AND 480 MILLION STANDARD CUBIC FEET OF GAS. PRODUCTION FLUIDS CONSIST MAINLY OF CRUDE OIL, HYDROCARBON GAS, AND WATER. THE CRUDE OIL IS PROCESSED TO REMOVE HYDROCARBON GAS AND WATER IN ORDER TO MEET SPECIFIC CRUDE-OIL SALES SPECIFICATIONS. THE HYDROCARBON GAS IS DEHYDRATED, STRIPPED OF HEAVIER HYDROCARBONS THAT MAY BE PRESENT AND COMPRESSED FOR RE-INJECTION INTO THE OIL-BEARING RESERVOIR OR USED AS FUEL. WATER IS PROCESSED TO REMOVE ENTRAINED CRUDE OIL BEFORE RE-INJECTION. THE ENERGY NEEDED TO SUPPORT OPERATIONS COMES PRIMARILY FROM THE COMBUSTION OF PRODUCED HYDROCARBON GAS. |  | EU ID 58, CAMP ENGINE 3 | 17.11 | DISTILLATE | 1041 | HP |  | Nitrogen Oxides (NOx) | Unspecified | (InOrganic Compounds,Oxides of Nitrogen (NOx),Particulate Matter (PM)) | 10102 | N | GOOD COMBUSTION PRACTICES | 4.7 | G/HP-H |  | BACT-PSD | NSPS | U | 0 | U | 0 |  |  | 0 |  |  | 0 | 0 | N |  | BASELINE SELECTED AS BACT
AK-0071 | INTERNATIONAL STATION POWER PLANT | CHUGACH ELECTRIC ASSOCIATION, INC. | MUNCIPALITY OF ANCHORAGE | AK | 99518-1074 | USA | GREG ARTHUR | (907) 762-4492 | GREG_ARTHUR@CHUGACHELECTRIC.COM | 10 | AK001 | ALASKA DEPT OF ENVIRONMENTAL CONS | MR. JIM PLOSAY | (907) 465-5103 | JOHN.KUTERBACH@ALASKA.GOV | Dr. Fathima Zeena" Siddeek 410 Willoughby Way Ste. 303 Juneau | AK 99811" | AQ0164CPT01 | 4911 | 221112 | Not Applicable | 03/31/2010 &nbsp;ACT | 12/20/2010 &nbsp;ACT | 2010-12-20 | B | http://dec.alaska.gov/air/ap/docs/AQ0164CPT01finper.pdf | Combined Cycle Power Power Plant |  | Caterpillar 3215C Black Start Generator (1) | 17.11 | ULSD | 1500 | KW-e |  | Nitrogen Oxides (NOx) | Unspecified | (InOrganic Compounds,Oxides of Nitrogen (NOx),Particulate Matter (PM)) | 10102 | A | Turbocharger and Aftercooler | 6.4 | G/KW-H | INSTANTANEOUS | BACT-PSD |  | U | 35 | U | 0 |  |  | 0 |  |  | 0 | 0 | N |  | Cost analysis not conducted since cost was not a factor in BACT determination. BACT limit set to NSPS limit since limit proposed by Chugach Electric Association was higher than NSPS.
AK-0072 | DUTCH HARBOR POWER PLANT | CITY OF UNALASKA | UNORGANIZED BOROUGH | AK | 99685 | USA | CHRIS HLADICK | 907 581 1260 |  | 10 | AK001 | ALASKA DEPT OF ENVIRONMENTAL CONS | MR. JIM PLOSAY | (907) 465-5103 | JOHN.KUTERBACH@ALASKA.GOV | Fathima Siddeek Construction Permits Supervisor 410 Willoughby Ave. Suite 303 P.O. Box 111800 Juneau, AK 99811-1800 | AQ0215CPT03 | 4911 | 221112 | 110009281240 | 03/04/2011 &nbsp;ACT | 07/14/2011 &nbsp;ACT | 2011-07-15 | 2011-11-18 | D | https://myalaska.state.ak.us/dec/air/airtoolsWeb/PublicPermitListings.aspx | Rural diesel-electric power plant | Revisions to Phase II of previous permit AQ0215CPT03 | EU 15 Caterpillar C-280-16 | 17.11 | ULSD | 4400 | KW | Large diesel-electric primary power generation engine. Burns ULSD and used oil as allowed per NSPS Subpart IIII | Nitrogen Oxides (NOx) | Unspecified | (InOrganic Compounds,Oxides of Nitrogen (NOx),Particulate Matter (PM)) | 10102 | P | Engine has turbo charger and after cooler installed as part of the design | 9.8 | G/KW-H | INSTANTANEOUS | BACT-PSD | NSPS | U | 35 | U | 0 |  |  | 0 |  |  | 0 | 0 | N |  | Subpart IIII
AK-0073 | INTERNATIONAL STATION POWER PLANT | CHUGACH ELECTRIC ASSOCIATION | ANCHORAGE | AK | 99518 | USA | GREGORY ARTHUR | 907 762 4492 |  | 10 | AK001 | ALASKA DEPT OF ENVIRONMENTAL CONS | MR. JIM PLOSAY | (907) 465-5103 | JOHN.KUTERBACH@ALASKA.GOV | Kwame Agyei, Permit Engineer, kwame.agyei@alaska.gov | AQ0164CPT01 | 4911 | 221112 | 110046491854 | 04/14/2010 &nbsp;ACT | 12/20/2010 &nbsp;ACT | 2012-02-22 | 2014-01-08 | D |  | Power plant that contains four combustion turbines, four duct burners, a black start generator, and an auxiliary heater. |  | Fuel Combustion | 17.11 | Diesel | 1500 | kW-e | EU 13 Black Start Engine | Nitrogen Oxides (NOx) | Unspecified | (InOrganic Compounds,Oxides of Nitrogen (NOx),Particulate Matter (PM)) | 10102 | A | Black Start diesel fired engine EU 13 shall be equipped with turbo charging and after cooling. The turbo charger reduces NOx emissions by boosting the pressure and temperature of the air entering the engine allowing more fuel to be added to increase power output. This translates into higher combustion efficiency and reduced emissions. | 6.4 | G/KW-H |  | BACT-PSD | NSPS | U | 35 | U | 0 |  |  | 0 |  |  | 0 | 0 | N
AK-0076 | POINT THOMSON PRODUCTION FACILITY | EXXON MOBIL CORPORATION | NORTH SLOPE | AK |  | USA | MATT REILLE | 907 929 4108 | MATTHEW.R.REILE@EXXONMOBIL.COM | 10 | AK001 | ALASKA DEPT OF ENVIRONMENTAL CONS | MR. JIM PLOSAY | (907) 465-5103 | JOHN.KUTERBACH@ALASKA.GOV |  | AQ1201CPT01 | 1382 | 211111 | Not Available | 04/09/2012 &nbsp;ACT | 08/20/2012 &nbsp;ACT | 2012-08-23 | 2013-05-30 | A |  | OIL GAS EXPLORATION AND PRODUCTION FACILITY | ESTABLISH A NEW FACILITY IN THE NORTH SLOPE OF ALASKA | Combustion of Diesel by ICEs | 17.11 | ULSD | 1750 | kW | Diesel-fired generators | Nitrogen Oxides (NOx) | Unspecified | (InOrganic Compounds,Oxides of Nitrogen (NOx),Particulate Matter (PM)) | 10102 | N |  | 6.4 | G/KW-H |  | BACT-PSD | NSPS | U | 0 | U | 0 |  |  | 0 |  |  | 0 | 0 | N
AK-0082 | POINT THOMSON PRODUCTION FACILITY | EXXON MOBIL CORPORATION | USA | AK |  | USA | MATT REILE | 907 929 4108 | MATTHEW.R.REILE@EXXONMOBIL.COM | 10 | AK001 | ALASKA DEPT OF ENVIRONMENTAL CONS | MR. JIM PLOSAY | (907) 465-5103 | JOHN.KUTERBACH@ALASKA.GOV |  | AQ1201CPT03 | 1382 | 211111 | 110058932561 | 12/13/2013 &nbsp;ACT | 01/23/2015 &nbsp;ACT | 2015-01-28 | 2016-02-19 | C | http://dec.alaska.gov/Applications/Air/airtoolsweb/Home/ViewAttachment/16685549/QXjhK6BJvK3h8EByjhru7Q2 | OIL GAS EXPLORATION AND PRODUCTION FACILITY. | Revise Existing RBLC ID AK-0076 to include pollutants: PM-10 and VOC which now trigger PSD. | Emergency Camp Generators | 17.11 | Ultra Low Sulfur Diesel | 2695 | hp | Three 2,695 hp ULSD-fired Standby Camp Generator Engines. | Nitrogen Oxides (NOx) | Unspecified | (InOrganic Compounds,Oxides of Nitrogen (NOx),Particulate Matter (PM)) | 10102 | N |  | 4.8 | GRAMS/HP-H |  | BACT-PSD |  | U | 0 | U | 0 |  |  | 0 |  |  | 0 | 0 | N
AK-0082 | POINT THOMSON PRODUCTION FACILITY | EXXON MOBIL CORPORATION | USA | AK |  | USA | MATT REILE | 907 929 4108 | MATTHEW.R.REILE@EXXONMOBIL.COM | 10 | AK001 | ALASKA DEPT OF ENVIRONMENTAL CONS | MR. JIM PLOSAY | (907) 465-5103 | JOHN.KUTERBACH@ALASKA.GOV |  | AQ1201CPT03 | 1382 | 211111 | 110058932561 | 12/13/2013 &nbsp;ACT | 01/23/2015 &nbsp;ACT | 2015-01-28 | 2016-02-19 | C | http://dec.alaska.gov/Applications/Air/airtoolsweb/Home/ViewAttachment/16685549/QXjhK6BJvK3h8EByjhru7Q2 | OIL GAS EXPLORATION AND PRODUCTION FACILITY. | Revise Existing RBLC ID AK-0076 to include pollutants: PM-10 and VOC which now trigger PSD. | Fine Water Pumps | 17.11 | Ultra Low Sulfur Diesel | 610 | hp | Two ULSD-fired 610 hp Fine Water Pumps | Nitrogen Oxides (NOx) | Unspecified | (InOrganic Compounds,Oxides of Nitrogen (NOx),Particulate Matter (PM)) | 10102 | N |  | 3 | GRAMS/HP-H |  | BACT-PSD |  | U | 0 | U | 0 |  |  | 0 |  |  | 0 | 0 | N
AK-0082 | POINT THOMSON PRODUCTION FACILITY | EXXON MOBIL CORPORATION | USA | AK |  | USA | MATT REILE | 907 929 4108 | MATTHEW.R.REILE@EXXONMOBIL.COM | 10 | AK001 | ALASKA DEPT OF ENVIRONMENTAL CONS | MR. JIM PLOSAY | (907) 465-5103 | JOHN.KUTERBACH@ALASKA.GOV |  | AQ1201CPT03 | 1382 | 211111 | 110058932561 | 12/13/2013 &nbsp;ACT | 01/23/2015 &nbsp;ACT | 2015-01-28 | 2016-02-19 | C | http://dec.alaska.gov/Applications/Air/airtoolsweb/Home/ViewAttachment/16685549/QXjhK6BJvK3h8EByjhru7Q2 | OIL GAS EXPLORATION AND PRODUCTION FACILITY. | Revise Existing RBLC ID AK-0076 to include pollutants: PM-10 and VOC which now trigger PSD. | Bulk Tank Generator Engines | 17.11 | Ultra Low Sulfur Diesel | 891 | hp | Two ULSD-fired 891 hp Bulk Tank Storage Area Generator Engines | Nitrogen Oxides (NOx) | Unspecified | (InOrganic Compounds,Oxides of Nitrogen (NOx),Particulate Matter (PM)) | 10102 | N |  | 4.8 | GRAMS/HP-H |  | BACT-PSD |  | U | 0 | U | 0 |  |  | 0 |  |  | 0 | 0 | N
AL-0251 | HILLABEE ENERGY CENTER | CER GENERATION | TALLAPOOSA | AL |  | USA | TONY DIEMEL | 4136150637 | TONY.W.DIEMEL@CONSTELLATION.COM | 4 | AL001 | ALABAMA DEPT OF ENVIRONMENTAL MGMT | MR. DALE HURST | (334) 271-7882 | ADH@ADEM.STATE.AL.US | AMY GRAHAM (334) 271-7867 | 310-0022-X001 | 4911 | 221119 | not found | 07/09/2008 &nbsp;ACT | 09/24/2008 &nbsp;ACT | 2011-03-22 | 2015-02-09 | A |  | ENERGY PLANT |  | EMERGENCY GENERATOR | 17.11 | DIESEL | 600 | EKW |  | Nitrogen Oxides (NOx) | Unspecified | (InOrganic Compounds,Oxides of Nitrogen (NOx),Particulate Matter (PM)) | 10102 | N | GOOD COMBUSTION PRACTICES | 0 |  |  | BACT-PSD |  | U | 0 | N | 0 |  |  | 0 |  |  | 0 | 0 | N |  | Contact permitting agency for emissions information.
AL-0301 | NUCOR STEEL TUSCALOOSA, INC. | NUCOR STEEL TUSCALOOSA, INC. | TUSCALOOSA | AL | 35404 | USA | ERIC LARMORE | 2055621132 | ERIC.LARMORE@NUCOR.COM | 4 | AL001 | ALABAMA DEPT OF ENVIRONMENTAL MGMT | MR. DALE HURST | (334) 271-7882 | ADH@ADEM.STATE.AL.US |  | 413-0033-X014 - X020 | 3312 | 331111 | 110042026170 | 03/19/2014 &nbsp;ACT | 07/22/2014 &nbsp;ACT | 2015-05-11 | 2016-06-08 | D |  | STEEL MILL ADDING 2ND BAGHOUSE TO EAF, AUSTENITIZING FURNACE, TEMPERING FURNACE, VACUUM DEGASSER, PLASMA TORCHES, AND EMERGENCY GENERATORS | ADDING 2ND BAGHOUSE TO EAF, AUSTENITIZING FURNACE, TEMPERING FURNACE, VACUUM DEGASSER, PLASMA TORCHES, AND EMERGENCY GENERATORS | DIESEL FIRED EMERGENCY GENERATOR | 17.11 | DIESEL | 800 | HP |  | Nitrogen Oxides (NOx) | EPA/OAR Mthd 7 | (InOrganic Compounds,Oxides of Nitrogen (NOx),Particulate Matter (PM)) | 10102 | N |  | 0.015 | LB/HP-H |  | BACT-PSD | NSPS , MACT | N | 0 | N | 0 |  |  | 0 |  |  | 0 | 0 | N
CA-1191 | VICTORVILLE 2 HYBRID POWER PROJECT | CITY OF VICTORVILLE | SAN BERNARDINO | CA | 92394 | USA | JOHN B. ROBERTS |  |  | 9 | OT010 | EPA REGION IX | MR. GERARDO RIOS | (415)972-3974 | rios.gerardo@epa.gov |  | SE 07-02 | 4911 | 221112 | 110040578862 | 06/13/2007 &nbsp;ACT | 03/11/2010 &nbsp;ACT | 2012-11-07 | 2017-12-14 | A | http://www.epa.gov/region9/air/permit/r9-permits-issued.html | 563 MW power plant comprised of a hybrid of natural gas-fired combined cycle generating equipment integrated with solar thermal components |  | EMERGENCY ENGINE | 17.11 | DIESEL | 2000 | KW | 2000 KW (2,683 hp) engine | Nitrogen Oxides (NOx) | EPA/OAR Mthd 7E | (InOrganic Compounds,Oxides of Nitrogen (NOx),Particulate Matter (PM)) | 10102 | N | OPERATIONAL RESTRICTION OF 50 HR/YR | 6 | G/KW-H |  | BACT-PSD |  | U | 0 | U | 4.5 | G/HP-H |  | 0 |  |  | 0 | 0 | N
CA-1212 | PALMDALE HYBRID POWER PROJECT | CITY OF PALMDALE | LOS ANGELES | CA | 93535 | USA | STEVE WILLIAMS |  |  | 9 | OT010 | EPA REGION IX | MR. GERARDO RIOS | (415)972-3974 | rios.gerardo@epa.gov |  | SE 09-01 | 4911 | 221112 |  | 08/19/2011 &nbsp;ACT | 10/18/2011 &nbsp;ACT | 2012-11-11 | 2014-01-27 | A | http://www.epa.gov/region9/air/permit/r9-permits-issued.html | 570 MW NATURAL GAS FIRED COMBINED CYCLE POWER PLANT WITH AN INTEGRATED 50 MW SOLAR THERMAL PLANT | NOTE: FINAL PSD PERMIT ISSUED ON 11/18/2011. PERMIT APPEALED TO THE ENVIRONMENTAL APPEALS BOARD, AND EAB DENIED REVIEW OF THIS APPEAL ON 9/17/2012. PETITIONER FILED A PETITION FOR REVIEW WITH THE 9TH CIRCUIT FEDERAL COURT. THIS COURT CASE WAS DISMISSED ON 10/28/2013. | EMERGENCY IC ENGINE | 17.11 | DIESEL | 2683 | HP | UNIT IS 2000 KW. | Nitrogen Oxides (NOx) | EPA/OAR Mthd 7E | (InOrganic Compounds,Oxides of Nitrogen (NOx),Particulate Matter (PM)) | 10102 | N |  | 6.4 | G/KW-H | 3-HR AVG | BACT-PSD |  | U | 0 | U | 4.8 | G/HP-H | 3-HR AVG | 0 |  |  | 0 | 0 | N
FL-0310 | SHADY HILLS GENERATING STATION | SHADY HILLS POWER COMPANY | PASCO | FL | 6927 | USA | ROY S. BELDEN | 2033576820 | ROY.BELDEN@GE.COM | 4 | FL001 | FLORIDA DEPT. OF ENVIRONMENTAL PROTECTION | MR. DAVID READ | (850) 717-9000 | David.Read@dep.state.fl.us | SYED ARIF, PROJECT ENGINEER PHONE 850/ 921-9528 SYED.ARIF@DEP.STATE.FL.US TERESA HERON PHONE 850/921-9529 TERESA.HERON@DEP.STATE.FL.US | PSD-FL-402 | 4911 | 221122 | 1210100373 | 05/13/2008 &nbsp;ACT | 01/12/2009 &nbsp;ACT | 2009-07-29 | 2010-01-26 | B |  | THIS FACILITY CONSISTS OF THREE, DUAL-FUEL, NOMINAL 170 MW GENERAL ELECTRIC MODEL PG7241FA (GE 7FA) SIMPLE CYCLE COMBUSTION TURBINES-ELECTRICAL GENERATORS, THREE EXHAUST STACKS THAT ARE 18 FEET IN DIAMETER AND 75 FEET TALL, AND ONE 2.8-MILLION GALLON DISTILLATE FUEL OIL STORAGE TANK. THE COMBUSTION TURBINE UNITS CAN OPERATE IN SIMPLE-CYCLE MODE AND INTERMITTENT DUTY MODE. THE UNITS ARE EQUIPPED WITH DRY LOW-NITROGEN OXIDES (NOX) COMBUSTORS AND WATER INJECTION CAPABILITY. THE THREE COMBUSTION TURBINES ARE REGULATED UNDER PHASE II OF THE FEDERAL ACID RAIN PROGRAM. THIS FACILITY OPERATES DURING PEAK HOURS OF ELECTRICAL USE. |  | 2.5 MW EMERGENCY GENERATOR | 17.11 | ULTRA LOW S OIL | 2.5 | MW | MAXIMUM HOURS OF OPERATION: 500 HRS/YR | Nitrogen Oxides (NOx) | Unspecified | (InOrganic Compounds,Oxides of Nitrogen (NOx),Particulate Matter (PM)) | 10102 | P | PURCHASE MODEL IS AT LEAST AS STRINGENT AS THE BACT VALUES, UNDER EPA CERTIFICATION. | 6.9 | G/HP-H | 3 ONE HOUR TEST | BACT-PSD | NSPS | U | 0 | U | 0 |  |  | 0 |  |  | 0 | 0 | N |  | SUBPART IIII. INITIAL PERFORMANCE TEST ONLY UNLESS AN EPA CERTIFICATION PROVIDED TO SHOW THE EMISSIONS CHARACTERISTICS OF THE PURCHASED MODEL IS AT LEAST AS STRINGENT AS THE BACT VALUES AND THE USE OF ULSO FUEL OIL CAN BE USED TO FULFILL THIS REQUIREMENTS.
FL-0322 | SWEET SORGHUM-TO-ETHANOL ADVANCED BIOREFINERY | SOUTHEAST RENEWABLE FUELS (SRF), LLC | HENDRY COUNTY | FL | 33440 | USA | DON MARKLEY | 954-492-1588 | DMARKLEY@SERENEWABLE.COM | 4 | FL001 | FLORIDA DEPT. OF ENVIRONMENTAL PROTECTION | MR. DAVID READ | (850) 717-9000 | David.Read@dep.state.fl.us | Alvaro Linero, P.E. Administrator alvaro.linero@dep.state.fl.us Phone: 850-717-9076 David Read, Engineer david.read@dep.state.fl.us Phone: 850-717-9075 Teresa Heron, Engineer teresa.heron@dep.state.fl.us phone: 850-717-9082 | PSD-FL-412 (0510032-001-AC) | 2869 | 325193 | Not Applicable | 03/19/2010 &nbsp;ACT | 12/23/2010 &nbsp;ACT | 2011-01-31 | 2011-07-06 | A | http://www.dep.state.fl.us/Air/emission/bioenergy/southern_renewables.htm | The SRF facility will be located just East of County Road (CR) 835 at the intersection with Hill Grade Road and approximately 13 miles south southwest of Clewiston/Lake Okeechobee in Hendry County. Hendry County is bounded by Lee County to the west, Glades County to the north, Collier County to the south, Palm Beach County to the east and Broward County to the southeast. Lake Okeechobee is located immediately northeast of Hendry County. The Big Cypress Seminole Indian Reservation is located approximately 18 miles south southeast of the site entrance. Most of Hendry County is agricultural. | The applicant proposes to construct a sweet sorghum-to-ethanol advanced biorefinery with a capacity of 22.11 million gallons per year (MGPY). The sweet sorghum will be grown on adjacent farmland. The sweet sorghum juice will be squeezed from the sorghum stalks, fermented, distilled and blended to make a range of ethanol/gasoline products. The leftover stalk fiber (bagasse) and other parts of the plant (harvest field residue) will be combusted in a cogeneration biomass boiler to make process steam and up to 30 megawatts (MW, gross) of electricity. The applicant also plans to use sweet sorghum molasses in the ethanol process when sweet sorghum is not available. Wood and yard waste will be used as a backup and supplemental fuel for the biomass boiler. | Emergency Generators, Two 2682 HP EA | 17.11 | ULSD | 0 |  | Two emergency generators, each rated at 2,000 kW, will be installed to provide backup electrical power in the event of a power outage at the SRF facility. The engines will fire ULSD fuel oil or propane and each will be limited to 500 hours per year of operation during emergencies. Each unit will be operated no more than 100 hours per year for testing and maintenance purposes per 40 CFR 60, Subpart IIII. Each engine will be designed to meet USEPAâ€™s emission standards listed in 40 CFR Part 60 Subpart IIII for model year 2006 or later. | Nitrogen Oxides (NOx) | Other - Manufacturer Certification | (InOrganic Compounds,Oxides of Nitrogen (NOx),Particulate Matter (PM)) | 10102 | N |  | 6.4 | G/KW-H |  | BACT-PSD |  | U | 0 | U | 0 |  |  | 0 |  |  | 0 | 0 | N |  | LIMIT: 6.4 (NMHC+NOX) g/KW-hr The emergency generators shall comply with the emission limit and demonstrate compliance in accordance with the procedures given in NSPS 40 CFR 60, Subpart IIII. Manufacturer certification may be provided to the Department in lieu of actual testing. These emergency generators are Stationary Compression Ignition Internal Combustion Engines (Stationary ICE) and shall comply with applicable provisions of 40 CFR 60, Subpart IIII, including emission testing or certification.
FL-0327 | ANADARKO - PHEONIX PROSPECT | ANADARKO PETROLEUM COMPANY |  | FL |  | USA |  |  |  | 4 | OT005 | EPA REGION IV | MS. KATY R. FORNEY | (404) 562-9130 | forney.kathleen@epa.gov |  | OCS-EPA-R4005 | 1382 | 213112 | Not Available | 11/20/2009 &nbsp;ACT | 06/13/2011 &nbsp;ACT | 2011-10-31 | 2012-10-11 | A | http://www.epa.gov/region4/air/permits/OCSPermits/AnadarkoOCS.html | The proposed project, known as the Phoenix Prospect, will mobilize the Discoverer Spirit, a work boat, a crew boat and a anchor handling boat to drill a single exploration well on the OCS in Lloyd Ridge Lease Block 410 to determine if natural gas reserves are present in this location. The wellâ€™s objective depth is 16,100 feet true vertical depth sub-sea or 6,300 feet below the mud line of the seafloor and will be drilled in approximately 9,800 feet of water from the dynamically positioned Discoverer Spirit. The operation is expected to last less than 92 days, and based on applicable permitting regulations, is a â€œtemporary sourceâ€ for permitting purposes. |  | Main Propulsion Engines | 17.11 | Diesel | 0 |  | Wartsila 18V32 LNE and Wartsila 12V32 LNE model engines | Nitrogen Oxides (NOx) | Other - Stack Testing and parametric monitoring | (InOrganic Compounds,Oxides of Nitrogen (NOx),Particulate Matter (PM)) | 10102 | P | Use of good combustion and maintenance practices, Power Management System, and NOx Concentration Maintenance System as described in the OCS permit application. | 12.7 | G/KW-H | 24-HOUR ROLLING | BACT-PSD |  | U | 0 | U | 0 |  |  | 0 |  |  | 0 | 0 | N
FL-0327 | ANADARKO - PHEONIX PROSPECT | ANADARKO PETROLEUM COMPANY |  | FL |  | USA |  |  |  | 4 | OT005 | EPA REGION IV | MS. KATY R. FORNEY | (404) 562-9130 | forney.kathleen@epa.gov |  | OCS-EPA-R4005 | 1382 | 213112 | Not Available | 11/20/2009 &nbsp;ACT | 06/13/2011 &nbsp;ACT | 2011-10-31 | 2012-10-11 | A | http://www.epa.gov/region4/air/permits/OCSPermits/AnadarkoOCS.html | The proposed project, known as the Phoenix Prospect, will mobilize the Discoverer Spirit, a work boat, a crew boat and a anchor handling boat to drill a single exploration well on the OCS in Lloyd Ridge Lease Block 410 to determine if natural gas reserves are present in this location. The wellâ€™s objective depth is 16,100 feet true vertical depth sub-sea or 6,300 feet below the mud line of the seafloor and will be drilled in approximately 9,800 feet of water from the dynamically positioned Discoverer Spirit. The operation is expected to last less than 92 days, and based on applicable permitting regulations, is a â€œtemporary sourceâ€ for permitting purposes. |  | Emergency Engine | 17.11 | Diesel | 0 |  | WÃ¤rtsilÃ¤ 6R32LNE | Nitrogen Oxides (NOx) | Unspecified | (InOrganic Compounds,Oxides of Nitrogen (NOx),Particulate Matter (PM)) | 10102 | P | Limited use of 24 hours/week and recordkeeping of operation. | 9.4 | TONS PER PROJECT |  | BACT-PSD |  | U | 0 | U | 0 |  |  | 0 |  |  | 0 | 0 | N
FL-0328 | ENI - HOLY CROSS DRILLING PROJECT | ENI U.S. OPERATING COMPANY, INC. |  | FL |  | USA |  |  |  | 4 | OT005 | EPA REGION IV | MS. KATY R. FORNEY | (404) 562-9130 | forney.kathleen@epa.gov |  | OCS-EPA-R4007 | 1382 | 211112 | Not Available | 10/20/2010 &nbsp;ACT | 10/27/2011 &nbsp;ACT | 2011-10-31 | 2016-04-14 | A | http://www.epa.gov/region4/air/permits/OCSPermits/EniOCS.html | The project, known as the Holy Cross Drilling Project, will mobilize the Pathfinder drillship, and support vessels to drill in the Gulf of Mexico, Lloyd Ridge lease block 411, to determine the presence of natural gas. The exploratory drilling activity will consist of two phases: the initial drilling phase and the well completion phase; the Pathfinder will complete both phases. The operation will last up to two years, and based on applicable permitting regulations, is a â€œtemporary sourceâ€ for PSD permitting purposes. | Sys Admin: (Will Remove Note on Completion) 2/24/16 Talked to Region 4 and they did not know each polt was to be listed separately. Editor, Andrew Porter, will go into this det and correct the problem. ==================================== | Main Propulsion Engines | 17.11 | Diesel | 0 |  | WÃ¤rtsilÃ¤ Vasa 18V32 LNE and WÃ¤rtsilÃ¤ Vasa 12V32 LNE model engines | Nitrogen Oxides (NOx) | Unspecified | (InOrganic Compounds,Oxides of Nitrogen (NOx),Particulate Matter (PM)) | 10102 | P | Use of good combustion practices based on the current manufacturerâ€™s specifications for these engines, and additional enhanced work practice standards including an engine performance management system and the Diesel Engines with Turbochargers (DEWT) measurement system. | 12.7 | G/KW-H | 24-HOUR ROLLING | BACT-PSD |  | U | 0 | U | 0 |  |  | 0 |  |  | 0 | 0 | N
FL-0328 | ENI - HOLY CROSS DRILLING PROJECT | ENI U.S. OPERATING COMPANY, INC. |  | FL |  | USA |  |  |  | 4 | OT005 | EPA REGION IV | MS. KATY R. FORNEY | (404) 562-9130 | forney.kathleen@epa.gov |  | OCS-EPA-R4007 | 1382 | 211112 | Not Available | 10/20/2010 &nbsp;ACT | 10/27/2011 &nbsp;ACT | 2011-10-31 | 2016-04-14 | A | http://www.epa.gov/region4/air/permits/OCSPermits/EniOCS.html | The project, known as the Holy Cross Drilling Project, will mobilize the Pathfinder drillship, and support vessels to drill in the Gulf of Mexico, Lloyd Ridge lease block 411, to determine the presence of natural gas. The exploratory drilling activity will consist of two phases: the initial drilling phase and the well completion phase; the Pathfinder will complete both phases. The operation will last up to two years, and based on applicable permitting regulations, is a â€œtemporary sourceâ€ for PSD permitting purposes. | Sys Admin: (Will Remove Note on Completion) 2/24/16 Talked to Region 4 and they did not know each polt was to be listed separately. Editor, Andrew Porter, will go into this det and correct the problem. ==================================== | Crane Engines (units 1 and 2) | 17.11 | Diesel | 0 |  | Caterpillar 3408 - 1997 model year engines | Nitrogen Oxides (NOx) | Unspecified | (InOrganic Compounds,Oxides of Nitrogen (NOx),Particulate Matter (PM)) | 10102 | P | Use of certified EPA Tier 1 engines and good combustion practices based on the current manufacturerâ€™s specifications for this engine. | 9.5 | TONS PER YEAR | 12-MONTH ROLLING | BACT-PSD |  | U | 0 | U | 0 |  |  | 0 |  |  | 0 | 0 | N
FL-0328 | ENI - HOLY CROSS DRILLING PROJECT | ENI U.S. OPERATING COMPANY, INC. |  | FL |  | USA |  |  |  | 4 | OT005 | EPA REGION IV | MS. KATY R. FORNEY | (404) 562-9130 | forney.kathleen@epa.gov |  | OCS-EPA-R4007 | 1382 | 211112 | Not Available | 10/20/2010 &nbsp;ACT | 10/27/2011 &nbsp;ACT | 2011-10-31 | 2016-04-14 | A | http://www.epa.gov/region4/air/permits/OCSPermits/EniOCS.html | The project, known as the Holy Cross Drilling Project, will mobilize the Pathfinder drillship, and support vessels to drill in the Gulf of Mexico, Lloyd Ridge lease block 411, to determine the presence of natural gas. The exploratory drilling activity will consist of two phases: the initial drilling phase and the well completion phase; the Pathfinder will complete both phases. The operation will last up to two years, and based on applicable permitting regulations, is a â€œtemporary sourceâ€ for PSD permitting purposes. | Sys Admin: (Will Remove Note on Completion) 2/24/16 Talked to Region 4 and they did not know each polt was to be listed separately. Editor, Andrew Porter, will go into this det and correct the problem. ==================================== | Crane Engines (units 3 and 4) | 17.11 | Diesel | 0 |  | Caterpillar 3406 - 2008 model year engines | Nitrogen Oxides (NOx) | Unspecified | (InOrganic Compounds,Oxides of Nitrogen (NOx),Particulate Matter (PM)) | 10102 | P | Use of good combustion practices, based on the current manufacturerâ€™s specifications for this engine | 9.7 | T/YR | 12-MONTH ROLLING | BACT-PSD |  | U | 0 | U | 0 |  |  | 0 |  |  | 0 | 0 | N
FL-0328 | ENI - HOLY CROSS DRILLING PROJECT | ENI U.S. OPERATING COMPANY, INC. |  | FL |  | USA |  |  |  | 4 | OT005 | EPA REGION IV | MS. KATY R. FORNEY | (404) 562-9130 | forney.kathleen@epa.gov |  | OCS-EPA-R4007 | 1382 | 211112 | Not Available | 10/20/2010 &nbsp;ACT | 10/27/2011 &nbsp;ACT | 2011-10-31 | 2016-04-14 | A | http://www.epa.gov/region4/air/permits/OCSPermits/EniOCS.html | The project, known as the Holy Cross Drilling Project, will mobilize the Pathfinder drillship, and support vessels to drill in the Gulf of Mexico, Lloyd Ridge lease block 411, to determine the presence of natural gas. The exploratory drilling activity will consist of two phases: the initial drilling phase and the well completion phase; the Pathfinder will complete both phases. The operation will last up to two years, and based on applicable permitting regulations, is a â€œtemporary sourceâ€ for PSD permitting purposes. | Sys Admin: (Will Remove Note on Completion) 2/24/16 Talked to Region 4 and they did not know each polt was to be listed separately. Editor, Andrew Porter, will go into this det and correct the problem. ==================================== | Emergency Engine | 17.11 | Diesel | 0 |  | MAN D-2842 LE model engine | Nitrogen Oxides (NOx) | Unspecified | (InOrganic Compounds,Oxides of Nitrogen (NOx),Particulate Matter (PM)) | 10102 | P | Use of good combustion practices, based on the current manufacturerâ€™s specifications for this engine | 0.4 | TONS PER YEAR | 12-MONTH ROLLING | BACT-PSD |  | U | 0 | U | 0 |  |  | 0 |  |  | 0 | 0 | N
FL-0328 | ENI - HOLY CROSS DRILLING PROJECT | ENI U.S. OPERATING COMPANY, INC. |  | FL |  | USA |  |  |  | 4 | OT005 | EPA REGION IV | MS. KATY R. FORNEY | (404) 562-9130 | forney.kathleen@epa.gov |  | OCS-EPA-R4007 | 1382 | 211112 | Not Available | 10/20/2010 &nbsp;ACT | 10/27/2011 &nbsp;ACT | 2011-10-31 | 2016-04-14 | A | http://www.epa.gov/region4/air/permits/OCSPermits/EniOCS.html | The project, known as the Holy Cross Drilling Project, will mobilize the Pathfinder drillship, and support vessels to drill in the Gulf of Mexico, Lloyd Ridge lease block 411, to determine the presence of natural gas. The exploratory drilling activity will consist of two phases: the initial drilling phase and the well completion phase; the Pathfinder will complete both phases. The operation will last up to two years, and based on applicable permitting regulations, is a â€œtemporary sourceâ€ for PSD permitting purposes. | Sys Admin: (Will Remove Note on Completion) 2/24/16 Talked to Region 4 and they did not know each polt was to be listed separately. Editor, Andrew Porter, will go into this det and correct the problem. ==================================== | Emergency Fire Pump Engine | 17.11 | Diesel | 0 |  | Detroit 8V-92 TA model engine | Nitrogen Oxides (NOx) | Unspecified | (InOrganic Compounds,Oxides of Nitrogen (NOx),Particulate Matter (PM)) | 10102 | P | Use of good combustion practices, based on the current manufacturerâ€™s specifications for this engine | 0.02 | TONS PER YEAR | 12-MONTH ROLLING | BACT-PSD |  | U | 0 | U | 0 |  |  | 0 |  |  | 0 | 0 | N
FL-0332 | HIGHLANDS BIOREFINERY AND COGENERATION PLANT | HIGHLANDS ENVIROFUELS (HEF), LLC | HIGHLAND COUNTY | FL | 33852 | USA | BRADLEY KROHN | 813-425-5478 | BKROHN@USENVIROFUELS.COM | 4 | FL001 | FLORIDA DEPT. OF ENVIRONMENTAL PROTECTION | MR. DAVID READ | (850) 717-9000 | David.Read@dep.state.fl.us | KRIS LANH - RBLC COORDINATOR ( KRIS.LANH@DEP.STATE.FL.US ) DAVID REED - PERMIT ENGINEER FOR THIS PROJECT, EMAIL: DAVID.REED@DEP.STATE.FL.US PH. 850-717-9075 | PSD-FL-416, 0550063-001-AC | 2869 | 221119 | No FRS Number | 06/28/2011 &nbsp;ACT | 09/23/2011 &nbsp;ACT | 2012-05-17 | 2012-10-11 | U | http://appprod.dep.state.fl.us/air/emission/apds/listpermits.asp | THIS PROJECT INVOLVES THE CONSTRUCTION OF A SUGARCANE AND SWEET SORGHUM-TO-ETHANOL ADVANCED BIOREFINERY WITH A MAXIMUM ANNUAL ETHANOL (C2H5OH) PRODUCTION RATE OF 36 MILLION GALLONS PER YEAR (MGPY). THE CANE (I.E. THE SUGARCANE AND SORGHUM) WILL BE GROWN ON NEARBY FARMLAND. THE JUICE WILL BE SQUEEZED FROM THE FEEDSTOCK STALKS, FERMENTED, DISTILLED AND BLENDED TO MAKE A RANGE OF ETHANOL/GASOLINE PRODUCTS, INCLUDING E-85 (AN 85/15 ETHANOL/GASOLINE BLEND). THE LEFTOVER STALK FIBER (BAGASSE) WILL BE COMBUSTED IN A COGENERATION BIOMASS BOILER (458.5 MMBTU/HR ON A 24-HOUR BASIS) TO MAKE PROCESS STEAM AND UP TO 30 MEGAWATTS (MW, GROSS) OF ELECTRICITY. IN ADDITION TO BAGASSE, THE BOILER WILL USE SUPPLEMENTAL BIOMASS CONSISTING OF ENERGY CROPS, WOOD CHIPS AND VEGETATIVE DEBRIS. NATURAL GAS WILL BE USED FOR STARTUP SHUTDOWN AND FLAME STABILIZATION AND DURING A DISRUPTION IN THE BIOMASS SUPPLY. | THE ONLY SIGNIFICANT EMISSION UNITS ARE THE BIOMASS BOILER (EU 002) AND THE ETHANOL PRODUCTION PROCESS (EU 004). | 2000 KW Emergency Equipment | 17.11 |  | 0 |  | One emergency generator rated at 2,000 kW (2,682 HP) will be installed to provide backup electrical power in the event of a power outage at the HEF facility. The generator will fire ULSD fuel oil or natural gas and will be limited to 500 hours per year of operation during emergencies. The unit will be operated no more than 100 hours per year for testing and maintenance purposes per 40 CFR 60, Subpart IIII. The engine will be designed to meet US EPAâ€™s emission standards listed in 40 CFR Part 60 Subpart IIII for model year 2006 or later. | Nitrogen Oxides (NOx) | Other - Compliance with the NSPS, Subpart IIII | (InOrganic Compounds,Oxides of Nitrogen (NOx),Particulate Matter (PM)) | 10102 | P | See Pollutant Notes. | 6.4 | G/KW-H |  | BACT-PSD | NSPS | U | 0 | U | 0 |  |  | 0 |  |  | 0 | 0 | N |  | Limit: 6.4 (NMHC+NOX) - NMHC means Non-Methane Hydrocarbons The emergency generator shall comply with the following emission limits and demonstrate compliance in accordance with the procedures given in NSPS 40 CFR 60, Subpart IIII the language of which is given in Appendix IIII. Manufacturer certification can be provided to the Department in lieu of actual stack testing.
FL-0332 | HIGHLANDS BIOREFINERY AND COGENERATION PLANT | HIGHLANDS ENVIROFUELS (HEF), LLC | HIGHLAND COUNTY | FL | 33852 | USA | BRADLEY KROHN | 813-425-5478 | BKROHN@USENVIROFUELS.COM | 4 | FL001 | FLORIDA DEPT. OF ENVIRONMENTAL PROTECTION | MR. DAVID READ | (850) 717-9000 | David.Read@dep.state.fl.us | KRIS LANH - RBLC COORDINATOR ( KRIS.LANH@DEP.STATE.FL.US ) DAVID REED - PERMIT ENGINEER FOR THIS PROJECT, EMAIL: DAVID.REED@DEP.STATE.FL.US PH. 850-717-9075 | PSD-FL-416, 0550063-001-AC | 2869 | 221119 | No FRS Number | 06/28/2011 &nbsp;ACT | 09/23/2011 &nbsp;ACT | 2012-05-17 | 2012-10-11 | U | http://appprod.dep.state.fl.us/air/emission/apds/listpermits.asp | THIS PROJECT INVOLVES THE CONSTRUCTION OF A SUGARCANE AND SWEET SORGHUM-TO-ETHANOL ADVANCED BIOREFINERY WITH A MAXIMUM ANNUAL ETHANOL (C2H5OH) PRODUCTION RATE OF 36 MILLION GALLONS PER YEAR (MGPY). THE CANE (I.E. THE SUGARCANE AND SORGHUM) WILL BE GROWN ON NEARBY FARMLAND. THE JUICE WILL BE SQUEEZED FROM THE FEEDSTOCK STALKS, FERMENTED, DISTILLED AND BLENDED TO MAKE A RANGE OF ETHANOL/GASOLINE PRODUCTS, INCLUDING E-85 (AN 85/15 ETHANOL/GASOLINE BLEND). THE LEFTOVER STALK FIBER (BAGASSE) WILL BE COMBUSTED IN A COGENERATION BIOMASS BOILER (458.5 MMBTU/HR ON A 24-HOUR BASIS) TO MAKE PROCESS STEAM AND UP TO 30 MEGAWATTS (MW, GROSS) OF ELECTRICITY. IN ADDITION TO BAGASSE, THE BOILER WILL USE SUPPLEMENTAL BIOMASS CONSISTING OF ENERGY CROPS, WOOD CHIPS AND VEGETATIVE DEBRIS. NATURAL GAS WILL BE USED FOR STARTUP SHUTDOWN AND FLAME STABILIZATION AND DURING A DISRUPTION IN THE BIOMASS SUPPLY. | THE ONLY SIGNIFICANT EMISSION UNITS ARE THE BIOMASS BOILER (EU 002) AND THE ETHANOL PRODUCTION PROCESS (EU 004). | 600 HP Emergency Equipment | 17.11 | Ultra-Low Sulfur Oil | 0 |  | One 600 hp diesel fire pump engine will be installed to provide firewater during power outages. This unit will fire ULSD fuel oil or natural gas and will be limited to 500 hours per year of operation. This unit will be operated no more than 100 hours per year for testing and maintenance purposes per 40 CFR 60, Subpart IIII. The engine will be designed to meet US EPAâ€™s emission standards listed in 40 CFR Part 60 Subpart IIII for model year 2009 or later. | Nitrogen Oxides (NOx) | Other - Compliance with the NSPS, Subpart IIII | (InOrganic Compounds,Oxides of Nitrogen (NOx),Particulate Matter (PM)) | 10102 | P | See Pollutant Notes. | 3 | G/HP-H |  | BACT-PSD | NSPS | U | 0 | U | 0 |  |  | 0 |  |  | 0 | 0 | N |  | Limit: 3.0 g/hp-hr NMHCb + NOX - NMHC means Non-Methane Hydrocarbons. The emergency fire pump engine shall comply with the following emission limits and demonstrate compliance in accordance with the procedures given in NSPS 40 CFR 60, Subpart IIII. Manufacturer certification may be provided to the Department in lieu of actual testing.
FL-0338 | SAKE PROSPECT DRILLING PROJECT | BHP BILLITON PETROLEUM, INC. |  | FL |  | USA |  |  |  | 4 | OT005 | EPA REGION IV | MS. KATY R. FORNEY | (404) 562-9130 | forney.kathleen@epa.gov |  | OCS-EPA-R4008 | 1381 | 211111 | NA | 03/10/2011 &nbsp;ACT | 05/30/2012 &nbsp;ACT | 2014-02-28 | 2016-05-04 | A | http://www.regulations.gov/#!documentDetail;D=EPA-R04-OAR-2012-0239-0037 | The facility consists of a mobile offshore drilling unit (MODU) using either the Transocean ultra-deepwater C.R. Luigs or the Transocean semisubmersible DD1 to conduct exploratory oil and natural gas drilling in lease blocks within the DeSoto Canyon area of the Gulf of Mexico. | The United States Environmental Protection Agency (EPA) issued this permit pursuant to section 328 of the CAA, 42 U.S.C. Â§ 7627, and the implementing OCS Air Regulations at 40 CFR part 55, which incorporate by reference the PSD Regulations at 40 CFR Â§ 52.21 and the title V Operating Permit Program at 40 CFR part 71. This permit is based upon application materials submitted to EPA by BHP Billiton Petroleum, Inc. (BHPB), dated October 14, 2010, February 9, 2011, September 30, 2011, October 14, 2011, December 21, 2011, January 18, 2012, supplemental submittals in the administrative record for this permit action, and upon the technical analysis performed by EPA. | Main Propulsion Engines - Development Driller 1 | 17.11 | Diesel | 0 |  | Development Driller 1 has eight identical 2002 Caterpillar Model 3612-DITA, 5096 hp diesel electric engines. | Nitrogen Oxides (NOx) | Unspecified | (InOrganic Compounds,Oxides of Nitrogen (NOx),Particulate Matter (PM)) | 10102 | B | Use of good combustion practices based on the current manufacturerâ€™s specifications for these engines, and additional enhanced work practice standards including an engine performance management system, positive crankcase ventilation, turbocharger with aftercooler, and high pressure fuel injection with aftercooler. | 12.1 | G/KW-H | 24-HOUR ROLLING | BACT-PSD | OPERATING PERMIT | U | 0 | U | 0 |  |  | 0 |  |  | 0 | 0 | N
FL-0338 | SAKE PROSPECT DRILLING PROJECT | BHP BILLITON PETROLEUM, INC. |  | FL |  | USA |  |  |  | 4 | OT005 | EPA REGION IV | MS. KATY R. FORNEY | (404) 562-9130 | forney.kathleen@epa.gov |  | OCS-EPA-R4008 | 1381 | 211111 | NA | 03/10/2011 &nbsp;ACT | 05/30/2012 &nbsp;ACT | 2014-02-28 | 2016-05-04 | A | http://www.regulations.gov/#!documentDetail;D=EPA-R04-OAR-2012-0239-0037 | The facility consists of a mobile offshore drilling unit (MODU) using either the Transocean ultra-deepwater C.R. Luigs or the Transocean semisubmersible DD1 to conduct exploratory oil and natural gas drilling in lease blocks within the DeSoto Canyon area of the Gulf of Mexico. | The United States Environmental Protection Agency (EPA) issued this permit pursuant to section 328 of the CAA, 42 U.S.C. Â§ 7627, and the implementing OCS Air Regulations at 40 CFR part 55, which incorporate by reference the PSD Regulations at 40 CFR Â§ 52.21 and the title V Operating Permit Program at 40 CFR part 71. This permit is based upon application materials submitted to EPA by BHP Billiton Petroleum, Inc. (BHPB), dated October 14, 2010, February 9, 2011, September 30, 2011, October 14, 2011, December 21, 2011, January 18, 2012, supplemental submittals in the administrative record for this permit action, and upon the technical analysis performed by EPA. | Main Propulsion Engines - C.R. Luigs | 17.11 | Diesel | 5875 | hp | C.R. Luigs has 8 identical MAN B&W 9L32/40-47 5,875 hp diesel electric engines. | Nitrogen Oxides (NOx) | Unspecified | (InOrganic Compounds,Oxides of Nitrogen (NOx),Particulate Matter (PM)) | 10102 | B | Use of good combustion practices based on the current manufacturerâ€™s specifications for these engines, and additional enhanced work practice standards including an engine performance management system, positive crankcase ventilation, turbocharger with aftercooler, and high pressure fuel injection with aftercooler. | 18.1 | G/KW-H | 24-HOUR ROLLING | BACT-PSD | OPERATING PERMIT | U | 0 | U | 0 |  |  | 0 |  |  | 0 | 0 | N
FL-0338 | SAKE PROSPECT DRILLING PROJECT | BHP BILLITON PETROLEUM, INC. |  | FL |  | USA |  |  |  | 4 | OT005 | EPA REGION IV | MS. KATY R. FORNEY | (404) 562-9130 | forney.kathleen@epa.gov |  | OCS-EPA-R4008 | 1381 | 211111 | NA | 03/10/2011 &nbsp;ACT | 05/30/2012 &nbsp;ACT | 2014-02-28 | 2016-05-04 | A | http://www.regulations.gov/#!documentDetail;D=EPA-R04-OAR-2012-0239-0037 | The facility consists of a mobile offshore drilling unit (MODU) using either the Transocean ultra-deepwater C.R. Luigs or the Transocean semisubmersible DD1 to conduct exploratory oil and natural gas drilling in lease blocks within the DeSoto Canyon area of the Gulf of Mexico. | The United States Environmental Protection Agency (EPA) issued this permit pursuant to section 328 of the CAA, 42 U.S.C. Â§ 7627, and the implementing OCS Air Regulations at 40 CFR part 55, which incorporate by reference the PSD Regulations at 40 CFR Â§ 52.21 and the title V Operating Permit Program at 40 CFR part 71. This permit is based upon application materials submitted to EPA by BHP Billiton Petroleum, Inc. (BHPB), dated October 14, 2010, February 9, 2011, September 30, 2011, October 14, 2011, December 21, 2011, January 18, 2012, supplemental submittals in the administrative record for this permit action, and upon the technical analysis performed by EPA. | Fast Rescue Craft Diesel Engine - C.R. Luigs | 17.11 | diesel | 142 | hp | Use of good combustion practices based on the current manufacturerâ€™s specifications for these engines, use of low sulfur diesel fuel and turbocharger | Nitrogen Oxides (NOx) | Unspecified | (InOrganic Compounds,Oxides of Nitrogen (NOx),Particulate Matter (PM)) | 10102 | P | Use of good combustion practices based on the current manufacturerâ€™s specifications for these engines and use of low sulfur diesel fuel | 0 |  |  | BACT-PSD | OPERATING PERMIT | U | 0 | U | 0 |  |  | 0 |  |  | 0 | 0 | N
FL-0338 | SAKE PROSPECT DRILLING PROJECT | BHP BILLITON PETROLEUM, INC. |  | FL |  | USA |  |  |  | 4 | OT005 | EPA REGION IV | MS. KATY R. FORNEY | (404) 562-9130 | forney.kathleen@epa.gov |  | OCS-EPA-R4008 | 1381 | 211111 | NA | 03/10/2011 &nbsp;ACT | 05/30/2012 &nbsp;ACT | 2014-02-28 | 2016-05-04 | A | http://www.regulations.gov/#!documentDetail;D=EPA-R04-OAR-2012-0239-0037 | The facility consists of a mobile offshore drilling unit (MODU) using either the Transocean ultra-deepwater C.R. Luigs or the Transocean semisubmersible DD1 to conduct exploratory oil and natural gas drilling in lease blocks within the DeSoto Canyon area of the Gulf of Mexico. | The United States Environmental Protection Agency (EPA) issued this permit pursuant to section 328 of the CAA, 42 U.S.C. Â§ 7627, and the implementing OCS Air Regulations at 40 CFR part 55, which incorporate by reference the PSD Regulations at 40 CFR Â§ 52.21 and the title V Operating Permit Program at 40 CFR part 71. This permit is based upon application materials submitted to EPA by BHP Billiton Petroleum, Inc. (BHPB), dated October 14, 2010, February 9, 2011, September 30, 2011, October 14, 2011, December 21, 2011, January 18, 2012, supplemental submittals in the administrative record for this permit action, and upon the technical analysis performed by EPA. | Emergency Generator Diesel Engine - Development Driller 1 | 17.11 | Diesel | 2229 | hp |  | Nitrogen Oxides (NOx) | Unspecified | (InOrganic Compounds,Oxides of Nitrogen (NOx),Particulate Matter (PM)) | 10102 | B | Use of good combustion practices based on the current manufacturerâ€™s specifications for these engines, use of low sulfur diesel fuel, positive crankcase ventilation, turbocharger with aftercooler, high pressure fuel injection with aftercooler | 1.6 | T/12MO ROLLING TOTAL | TONS PER YEAR 12 MONTH ROLLING TOTAL | BACT-PSD | OPERATING PERMIT | U | 0 | U | 0 |  |  | 0 |  |  | 0 | 0 | N
FL-0338 | SAKE PROSPECT DRILLING PROJECT | BHP BILLITON PETROLEUM, INC. |  | FL |  | USA |  |  |  | 4 | OT005 | EPA REGION IV | MS. KATY R. FORNEY | (404) 562-9130 | forney.kathleen@epa.gov |  | OCS-EPA-R4008 | 1381 | 211111 | NA | 03/10/2011 &nbsp;ACT | 05/30/2012 &nbsp;ACT | 2014-02-28 | 2016-05-04 | A | http://www.regulations.gov/#!documentDetail;D=EPA-R04-OAR-2012-0239-0037 | The facility consists of a mobile offshore drilling unit (MODU) using either the Transocean ultra-deepwater C.R. Luigs or the Transocean semisubmersible DD1 to conduct exploratory oil and natural gas drilling in lease blocks within the DeSoto Canyon area of the Gulf of Mexico. | The United States Environmental Protection Agency (EPA) issued this permit pursuant to section 328 of the CAA, 42 U.S.C. Â§ 7627, and the implementing OCS Air Regulations at 40 CFR part 55, which incorporate by reference the PSD Regulations at 40 CFR Â§ 52.21 and the title V Operating Permit Program at 40 CFR part 71. This permit is based upon application materials submitted to EPA by BHP Billiton Petroleum, Inc. (BHPB), dated October 14, 2010, February 9, 2011, September 30, 2011, October 14, 2011, December 21, 2011, January 18, 2012, supplemental submittals in the administrative record for this permit action, and upon the technical analysis performed by EPA. | Emergency Generator Diesel Engine - C.R. Luigs | 17.11 | diesel | 2064 | hp | Caterpillar D3516A 1998 | Nitrogen Oxides (NOx) | Unspecified | (InOrganic Compounds,Oxides of Nitrogen (NOx),Particulate Matter (PM)) | 10102 | B | Use of good combustion practices based on the current manufacturerâ€™s specifications for these engines, use of low sulfur diesel fuel, positive crankcase ventilation, turbocharger with aftercooler, high pressure fuel injection with aftercooler | 1.49 | T/12MO ROLLING TOTAL | TONS PER YEAR 12 MONTH ROLLING TOTAL | BACT-PSD | OPERATING PERMIT | U | 0 | U | 0 |  |  | 0 |  |  | 0 | 0 | N
FL-0347 | ANADARKO PETROLEUM CORPORATION - EGOM | ANADARKO PETROLEUM CORPORATION |  | FL |  | USA |  |  |  | 4 | OT005 | EPA REGION IV | MS. KATY R. FORNEY | (404) 562-9130 | forney.kathleen@epa.gov |  | OCS-EPA-R4015 | 1381 | 211111 | NA | 08/12/2013 &nbsp;ACT | 09/16/2014 &nbsp;ACT | 2015-09-21 | 2016-07-06 | A | http://www.regulations.gov/contentStreamer?documentId=EPA-R04-OAR-2014-0487-0069&disposition=attachment&contentType=pdf | The facility consists of a mobile offshore drilling unit using the Transocean Discoverer Spirit and associated support vessels. The drilling sites are located east of longitude 87.5, west of the Military Mission Line (86Â°41' west longitude), at least 100 miles from the Louisiana shoreline, and at least 125 miles from the Florida shoreline. | The United States Environmental Protection Agency (EPA) issued this permit pursuant to section 328 of the CAA, 42 U.S.C. Â§ 7627, and the implementing OCS Air Regulations at 40 CFR part 55, which incorporate by reference the PSD regulations at 40 CFR Â§ 52.21 and the title V Operating Permit Program regulations at 40 CFR part 71. This permit is based upon application materials submitted to EPA by Anadarko Petroleum Corporation (Anadarko) dated December 26, 2012, March 27,2013, April 26,2013, May 3, 2013, and July 2, 2013; supplemental submittals and information in the administrative record for this permit action; and upon the technical analysis performed by EPA. | Main Propulsion Generator Diesel Engines | 17.11 | Diesel | 9910 | hp | Four 1998 Wartsila 18V32LNE 9910 hp and Two 1998 Wartsila 12V32LNE 6610 hp | Nitrogen Oxides (NOx) | Other - Parametric | (InOrganic Compounds,Oxides of Nitrogen (NOx),Particulate Matter (PM)) | 10102 | B | Use of good combustion practices based on the most recent manufacturer's specifications issued for engines and with turbocharger, aftercooler, and high injection pressure | 12.7 | G/KW-H | ROLLING 24 HOUR AVERAGE | BACT-PSD | OPERATING PERMIT | U | 0 | U | 0 |  |  | 0 |  |  | 0 | 0 | N
FL-0347 | ANADARKO PETROLEUM CORPORATION - EGOM | ANADARKO PETROLEUM CORPORATION |  | FL |  | USA |  |  |  | 4 | OT005 | EPA REGION IV | MS. KATY R. FORNEY | (404) 562-9130 | forney.kathleen@epa.gov |  | OCS-EPA-R4015 | 1381 | 211111 | NA | 08/12/2013 &nbsp;ACT | 09/16/2014 &nbsp;ACT | 2015-09-21 | 2016-07-06 | A | http://www.regulations.gov/contentStreamer?documentId=EPA-R04-OAR-2014-0487-0069&disposition=attachment&contentType=pdf | The facility consists of a mobile offshore drilling unit using the Transocean Discoverer Spirit and associated support vessels. The drilling sites are located east of longitude 87.5, west of the Military Mission Line (86Â°41' west longitude), at least 100 miles from the Louisiana shoreline, and at least 125 miles from the Florida shoreline. | The United States Environmental Protection Agency (EPA) issued this permit pursuant to section 328 of the CAA, 42 U.S.C. Â§ 7627, and the implementing OCS Air Regulations at 40 CFR part 55, which incorporate by reference the PSD regulations at 40 CFR Â§ 52.21 and the title V Operating Permit Program regulations at 40 CFR part 71. This permit is based upon application materials submitted to EPA by Anadarko Petroleum Corporation (Anadarko) dated December 26, 2012, March 27,2013, April 26,2013, May 3, 2013, and July 2, 2013; supplemental submittals and information in the administrative record for this permit action; and upon the technical analysis performed by EPA. | Emergency Diesel Engine | 17.11 | Diesel | 3300 | hp | 1998 Wartsila 6R32LNE | Nitrogen Oxides (NOx) | Unspecified | (InOrganic Compounds,Oxides of Nitrogen (NOx),Particulate Matter (PM)) | 10102 | B | Use of good combustion practices based on the most recent manufacturer's specifications issued for engines and with turbocharger, aftercooler, and high injection pressure | 0 |  |  | BACT-PSD | OPERATING PERMIT | U | 0 | U | 0 |  |  | 0 |  |  | 0 | 0 | N
FL-0348 | MURPHY EXPLORATION & PRODUCTION CO. | MURPHY EXPLORATION & PRODUCTION CO. | NA | FL |  | USA |  |  |  | 4 | OT005 | EPA REGION IV | MS. KATY R. FORNEY | (404) 562-9130 | forney.kathleen@epa.gov |  | OCS-EPA-R4009 | 1381 | 213111 | NA | 04/22/2011 &nbsp;ACT | 05/15/2012 &nbsp;ACT | 2015-09-21 | 2016-07-07 | A | http://www2.epa.gov/caa-permitting/murphy-exploration-and-production-co-outer-continental-shelf-ocs-final-permit | The facility consists of the dynamically positioned Diamond Offshore deepwater drilling vessel Ocean Confidence and an associated support fleet to conduct exploratory drilling and well completion for up to 90 calendar days within a two year period at a single well location within its Lloyd Ridge lease block 317. The drill site is located on the OCS in the Gulf of Mexico, approximately 135 miles southeast of the mouth of the Mississippi River and 180 miles from the Florida shoreline. | The United States Environmental Protection Agency (EPA) issued this permit pursuant to section 328 of the CAA, 42 U.S.C. Â§ 7627, and the implementing OCS Air Regulations at 40 CFR part 55, which incorporate by reference the PSD Regulations at 40 CFR Â§ 52.21. This permit is based upon the permit application materials submitted to EPA by Murphy Exploration & Production Co. (Murphy) dated January 13, 2011, March 21, 2011, June 22, 2011, September 12, 2011 and supplemental submittals in the administrative record for this permit action, and upon the technical analysis performed by EPA. | Drill Floor and Crew Quarters Electrical Generators | 17.11 | Diesel | 6789 | hp | Three 1998 Caterpillar 3616 Diesel Engines | Nitrogen Oxides (NOx) | Other - Parametric | (InOrganic Compounds,Oxides of Nitrogen (NOx),Particulate Matter (PM)) | 10102 | B | Use of engine with turbo charger with after cooler, an enhanced work practice power management, NOx emissions maintenance system, and good combustion and maintenance practices based on the current manufacturerâ€™s specifications for each engine. | 26 | G/KW-H | ROLLING 24-HOUR AVERAGE | BACT-PSD | OPERATING PERMIT | U | 0 | U | 0 |  |  | 0 |  |  | 0 | 0 | N
FL-0348 | MURPHY EXPLORATION & PRODUCTION CO. | MURPHY EXPLORATION & PRODUCTION CO. | NA | FL |  | USA |  |  |  | 4 | OT005 | EPA REGION IV | MS. KATY R. FORNEY | (404) 562-9130 | forney.kathleen@epa.gov |  | OCS-EPA-R4009 | 1381 | 213111 | NA | 04/22/2011 &nbsp;ACT | 05/15/2012 &nbsp;ACT | 2015-09-21 | 2016-07-07 | A | http://www2.epa.gov/caa-permitting/murphy-exploration-and-production-co-outer-continental-shelf-ocs-final-permit | The facility consists of the dynamically positioned Diamond Offshore deepwater drilling vessel Ocean Confidence and an associated support fleet to conduct exploratory drilling and well completion for up to 90 calendar days within a two year period at a single well location within its Lloyd Ridge lease block 317. The drill site is located on the OCS in the Gulf of Mexico, approximately 135 miles southeast of the mouth of the Mississippi River and 180 miles from the Florida shoreline. | The United States Environmental Protection Agency (EPA) issued this permit pursuant to section 328 of the CAA, 42 U.S.C. Â§ 7627, and the implementing OCS Air Regulations at 40 CFR part 55, which incorporate by reference the PSD Regulations at 40 CFR Â§ 52.21. This permit is based upon the permit application materials submitted to EPA by Murphy Exploration & Production Co. (Murphy) dated January 13, 2011, March 21, 2011, June 22, 2011, September 12, 2011 and supplemental submittals in the administrative record for this permit action, and upon the technical analysis performed by EPA. | Emergency Electrical Generator | 17.11 | Diesel | 1100 | hp | One 1998 Caterpillar 3508 Diesel Engine | Nitrogen Oxides (NOx) | Unspecified | (InOrganic Compounds,Oxides of Nitrogen (NOx),Particulate Matter (PM)) | 10102 | P | Use of good combustion and maintenance practices based on the current manufacturerâ€™s specifications for this engine. | 0.22 | TONS | TOTAL DURATION OF PROJECT | BACT-PSD | OPERATING PERMIT | U | 0 | U | 0 |  |  | 0 |  |  | 0 | 0 | N
FL-0350 | ANADARKO PETROLEUM, INC DIAMOND BLACKHAWK DRILLING PROJECT | ANADARKO PETROLEUM, INC. | NA | FL |  | USA |  |  |  | 4 | OT005 | EPA REGION IV | MS. KATY R. FORNEY | (404) 562-9130 | forney.kathleen@epa.gov |  | OCS-EPA-R4019 | 1381 | 213111 | NA | 02/20/2014 &nbsp;ACT | 12/31/2014 &nbsp;ACT | 2015-09-30 | 2016-07-07 | A | http://www2.epa.gov/caa-permitting/anadarko-petroleum-corp-diamond-blackhawk-drilling-project-outer-continental-shelf | The facility consists of the BlackHawk drillship owned by Diamond Offshore Drilling Inc., and associated support vessels. The support vessels may include a combination of supply boats, anchor handling boats, tug boats, barges, stimulation vessels and well evaluation vessels. The proposed project will consist of three phases: the drilling phase, the well completion phase, and the production well maintenance phase. Anadarko will conduct drilling activities at multiple locations in the Outer Continental Shelf in the Eastern Gulf of Mexico. The drilling sites are located east of longitude 87.5Â°, west of the Military Mission Line (86Â°41â€™ west longitude), at least 100 miles from the Louisiana shoreline, and at least 125 miles from the Florida shoreline. | The United States Environmental Protection Agency (EPA) issues this permit pursuant to section 328 of the CAA, 42 U.S.C. Â§ 7627, and the implementing OCS Air Regulations at 40 CFR part 55, which incorporate by reference the PSD regulations at 40 CFR Â§ 52.21 and the title V Operating Permit Program regulations at 40 CFR part 71. This permit is based upon application materials submitted to EPA by Anadarko Petroleum Corporation (Anadarko) dated September 5, 2013; supplemental submittals dated on September 18, 2013, November 26, 2013, December 5, 2013, February 11, 2014, July 15, 2014, September 2, 2014 and September 10, 2014, in the administrative record for this permit action; and upon the technical analysis performed by EPA. | Main Propulsion Generator Engines | 17.11 | Diesel | 0 |  | Six 2012 Hyundai-HiMsen 9H32/40V 6,035 hp and two 2012 Hyundai-HiMsen 18H32/40V diesel electric engines. | Nitrogen Oxides (NOx) | Other - Parametric | (InOrganic Compounds,Oxides of Nitrogen (NOx),Particulate Matter (PM)) | 10102 | P | Use of good combustion practices based on the most recent manufacturerâ€™s specifications issued for these engines at the time that the engines are operating under this permit | 0 |  |  | BACT-PSD | OPERATING PERMIT | U | 0 | U | 0 |  |  | 0 |  |  | 0 | 0 | N |  | DR-ME-01 through DR-ME-08 Operating at 50% Load and Above: 10.57 g/kw-hr on a rolling 24-hour average basis. DR-ME-01 through DR-ME-06 Operating Below 50% Load: 57.3 lb/hr on a rolling 24-hour average basis. DR-MR-07 and DR-ME-08 Operating Below 50% Load: 103.5 lb/hr on a rolling 24-hour average basis.
IA-0095 | TATE & LYLE INDGREDIENTS AMERICAS, INC. |  | WEBSTER | IA | 50501 | USA | JOHN DENT | 2174212655 | JOHN.DENT@TATEANDLYLE.COM | 7 | IA001 | IOWA DEPARTMENT OF NATURAL RESOURCES AIR QUALITY | MR. GARY SMITH | (515) 725-9563 | GARY.SMITH@DNR.IOWA.GOV |  | PROJECT 08-126 | 2046 | 111150 | UNKNOWN | 07/01/2008 &nbsp;EST | 09/19/2008 &nbsp;ACT | 2008-09-29 | 2009-01-30 | A |  | CORN WET MILL |  | EMERGENCY GENERATOR | 17.11 | DIESEL | 700 | KW |  | Nitrogen Oxides (NOx) | Unspecified | (InOrganic Compounds,Oxides of Nitrogen (NOx),Particulate Matter (PM)) | 10102 | N |  | 6.2 | G/KW-H | AVERAGE OF THREE STACK TEST RUNS | BACT-PSD | NSPS | U | 0 | U | 2.39 | T/YR | 12-MONTH ROLLING AVERAGE | 0 |  |  | 0 | 0 | N
IA-0095 | TATE & LYLE INDGREDIENTS AMERICAS, INC. |  | WEBSTER | IA | 50501 | USA | JOHN DENT | 2174212655 | JOHN.DENT@TATEANDLYLE.COM | 7 | IA001 | IOWA DEPARTMENT OF NATURAL RESOURCES AIR QUALITY | MR. GARY SMITH | (515) 725-9563 | GARY.SMITH@DNR.IOWA.GOV |  | PROJECT 08-126 | 2046 | 111150 | UNKNOWN | 07/01/2008 &nbsp;EST | 09/19/2008 &nbsp;ACT | 2008-09-29 | 2009-01-30 | A |  | CORN WET MILL |  | FIRE PUMP ENGINE | 17.11 | DIESEL | 575 | HP |  | Nitrogen Oxides (NOx) | Unspecified | (InOrganic Compounds,Oxides of Nitrogen (NOx),Particulate Matter (PM)) | 10102 | N |  | 3.9 | G/KW-H | AVERAGE OF THREE STACK TEST RUNS | BACT-PSD | NSPS | U | 0 | U | 0.92 | T/YR | 12-MONTH ROLLING TOTAL | 0 |  |  | 0 | 0 | N
IA-0105 | IOWA FERTILIZER COMPANY | IOWA FERTILIZER COMPANY | LEE | IA | 52658 | USA | DAVE PEARSON | (319) 246-2308 | DAVE.PEARSON@IOWAFERTILIZERS.COM | 7 | IA001 | IOWA DEPARTMENT OF NATURAL RESOURCES AIR QUALITY | MR. GARY SMITH | (515) 725-9563 | GARY.SMITH@DNR.IOWA.GOV | CHRISTOPHER A. ROLING, PE ENVIRONMENTAL ENGINEER SENIOR (515) 725-9557 CHRIS.ROLING@DNR.IOWA.GOV | 12-219 | 2873 | 325311 | 110054890392 | 08/03/2012 &nbsp;ACT | 10/26/2012 &nbsp;ACT | 2012-11-01 | 2013-08-13 | A | https://aqbweb.iowadnr.gov/airpermit/eepsdpermit.jsp ,https://aqbweb.iowadnr.gov/airpermit/eepsdpermit.jsp ,https://aqbweb.iowadnr.gov/airpermit/eepsdpermit.jsp ,https://aqbweb.iowadnr.gov/airpermit/eepsdpermit.jsp ,https://aqbweb.iowadnr.gov/airpermit/eepsdpermit.jsp ,https://aqbweb.iowadnr.gov/airpermit/eepsdpermit.jsp ,https://aqbweb.iowadnr.gov/airpermit/eepsdpermit.jsp ,https://aqbweb.iowadnr.gov/airpermit/eepsdpermit.jsp | NITROGENEOUS FERTILIZER MANUFACTURING | THE PROJECT WAS AMENDED ON 3/13/14 DUE TO SOME DESIGN CHANGES WHICH INCLUDED ADDITIONAL EMISSION UNITS/POINTS. THE NEW PROJECT IS UNDER PROJECT NUMBER/PERMIT NUMBER 13-355 | Emergency Generator | 17.11 | diesel fuel | 142 | GAL/H | rated @ 2,000 KW | Nitrogen Oxides (NOx) | EPA/OAR Mthd 7E | (InOrganic Compounds,Oxides of Nitrogen (NOx),Particulate Matter (PM)) | 10102 | P | good combustion practices | 6 | G/KW-H | AVERAGE OF 3 STACK TEST RUNS | BACT-PSD |  | U | 0 | U | 6.61 | TONS/YR | ROLLING 12 MONTH TOTAL | 0 |  |  | 0 | 0 | N
ID-0017 | POWER COUNTY ADVANCED ENERGY CENTER | SOUTHEAST IDAHO ENERGY, LLC | POWER | ID | 83211 | USA | TOM HORNYAK | 3039534297 | T.HORNYAK@REHINC.COM | 10 | ID001 | IDAHO DEPT OF ENVIRONMENTAL QUALITY | MR. BILL ROGERS | (208)373-0437 | WILLIAM.ROGERS@DEQ.IDAHO.GOV |  | P-2008.0066 | 2873 | 113210 | UNKNOWN | 04/29/2008 &nbsp;ACT | 02/10/2009 &nbsp;ACT | 2009-10-19 | 2010-02-05 | A |  | COAL/PETCOKE GASIFICATION PLANT PRODUCING AMMONIA, UREA, UAN, AND ELEMENTAL SULFUR. | FACILITY LOCATION: LAMB WESTON ROAD, AMERICAN FALLS, IDAHO. DESIGNATED FACILITY (FUEL CONVERSION PLANT AND CHEMICAL PLANT). PSD THRESHOLD IS 100 T/YR. BACT REQ'D FOR PM, PM10, CO, AND NOX. | 2 MW EMERGENCY GENERATOR, SRC25 | 17.11 | ASTM #1, 2, DIESEL | 2000 | KW | LIMITED TO 100 H/YR FOR ROUTINE TESTING AND MAINTENANCE | Nitrogen Oxides (NOx) | Unspecified | (InOrganic Compounds,Oxides of Nitrogen (NOx),Particulate Matter (PM)) | 10102 | N | GOOD COMBUSTION PRACTICES. EPA CERTIFIED PER NSPS IIII | 0 |  |  | BACT-PSD | NSPS | Y | 0 |  | 0 |  |  | 0 |  |  | 0 | 0 | N
ID-0017 | POWER COUNTY ADVANCED ENERGY CENTER | SOUTHEAST IDAHO ENERGY, LLC | POWER | ID | 83211 | USA | TOM HORNYAK | 3039534297 | T.HORNYAK@REHINC.COM | 10 | ID001 | IDAHO DEPT OF ENVIRONMENTAL QUALITY | MR. BILL ROGERS | (208)373-0437 | WILLIAM.ROGERS@DEQ.IDAHO.GOV |  | P-2008.0066 | 2873 | 113210 | UNKNOWN | 04/29/2008 &nbsp;ACT | 02/10/2009 &nbsp;ACT | 2009-10-19 | 2010-02-05 | A |  | COAL/PETCOKE GASIFICATION PLANT PRODUCING AMMONIA, UREA, UAN, AND ELEMENTAL SULFUR. | FACILITY LOCATION: LAMB WESTON ROAD, AMERICAN FALLS, IDAHO. DESIGNATED FACILITY (FUEL CONVERSION PLANT AND CHEMICAL PLANT). PSD THRESHOLD IS 100 T/YR. BACT REQ'D FOR PM, PM10, CO, AND NOX. | 500 KW EMERGENCY GENERATOR, FIRE PUMP, SRC26 | 17.11 | ASTM #1, 2, DIESEL | 500 | KW | LIMITED TO 100 H/YR FOR ROUTINE TESTING AND MAINTENANCE | Nitrogen Oxides (NOx) | Unspecified | (InOrganic Compounds,Oxides of Nitrogen (NOx),Particulate Matter (PM)) | 10102 | N | GOOD COMBUSTION PRACTICES. EPA CERTIFICATION PER NSPS IIII. | 0 |  | SEE NOTE | BACT-PSD | NSPS | Y | 0 | U | 0 |  |  | 0 |  |  | 0 | 0 | N |  | NO EMISSION LIMITS AVAILABLE
ID-0018 | LANGLEY GULCH POWER PLANT | IDAHO POWER COMPANY | PAYETTE | ID |  | USA |  | 2083885820 | TMAHLUM@IDAHOPOWER.COM | 10 | ID001 | IDAHO DEPT OF ENVIRONMENTAL QUALITY | MR. BILL ROGERS | (208)373-0437 | WILLIAM.ROGERS@DEQ.IDAHO.GOV |  | P-2009.0092 | 4911 | 221112 | UNKNOWN | 06/07/2009 &nbsp;ACT | 06/25/2010 &nbsp;ACT | 2010-08-09 | 2010-10-05 | A |  | ONE-ON-ONE COMBINED CYCLE PLANT CONSISTING OF (1) NATURAL GAS-FIRED COMBUSTION TURBINE (CT) AND (1) STEAM TURBINE. THE CT IS EQUIPPED WITH (1) HEAT RECOVERY STEAM GENERATOR (HRSG) AND DUCT BURNER. ANCILLARY EQUIPMENT INCLUDES (1) DIESEL-FIRED EMERGENCY GENERATOR, (1) DIESEL-FIRED FIRE PUMP, (1) WET COOLING TOWER, AND (6) DRY CHEMICAL STORAGE SILOS. |  | EMERGENCY GENERATOR ENGINE | 17.11 | DIESEL | 750 | KW | COMPRESSION IGNITION INTERNAL COMBUSTION (CI ICE) | Nitrogen Oxides (NOx) | Unspecified | (InOrganic Compounds,Oxides of Nitrogen (NOx),Particulate Matter (PM)) | 10102 | P | TIER 2 ENGINE-BASED, GOOD COMBUSTION PRACTICES (GCP) | 6.4 | G/KW-H | NOX+NMHC | BACT-PSD | NSPS | N | 0 |  | 0 |  |  | 0 |  |  | 0 | 0 | N |  | LIMIT APPLIES TO NOX+NMHC COMBINED EMISSIONS.
IL-0114 | CRONUS CHEMICALS, LLC | CRONUS CHEMICALS, LLC | DOUGLAS | IL | 60601 | USA | ERZIN ATAC | 312-863-8638 | ERZIN.ATAC@CRONUCHEM.COM | 5 | IL001 | ILLINOIS EPA, BUREAU OF AIR | MR. RAY PILAPIL | (217) 782-2113 | ray.pilapil@illinois.gov | Permit Writer: Bob Smet 217-785-9250 robert.smet@illinois.gov | 13060007 | 2873 | 325311 | 110055568522 | 02/14/2014 &nbsp;ACT | 09/05/2014 &nbsp;ACT | 2014-12-24 | 2016-05-05 | A | http://yosemite.epa.gov/r5/in_permt.nsf/6f1ebc583aad45448625763f0053e08e/02fa71769b748f8886257da2004e4f4f!OpenDocument | Plant will produce urea and ammonia, but ammonia production will be limited to a maximum of 3 months of the year (4,880 tpd urea and 2,789 tpd ammonia). |  | Emergency Generator | 17.11 | distillate fuel oil | 3755 | HP |  | Nitrogen Oxides (NOx) | Unspecified | (InOrganic Compounds,Oxides of Nitrogen (NOx),Particulate Matter (PM)) | 10102 | P | Tier IV standards for non-road engines at 40 CFR 1039.102, Table 7. | 0.67 | G/KW-H |  | BACT-PSD |  | U | 0 | U | 0 |  |  | 0 |  |  | 0 | 0 | N
IN-0158 | ST. JOSEPH ENEGRY CENTER, LLC | ST. JOSEPH ENERGY CENTER, LLC | ST. JOSEPH | IN | 46552 | USA | MR. WILLARD LADD | 9144682404 |  | 5 | IN001 | INDIANA DEPT OF ENV MGMT, OFC OF AIR | MR. MATT STUCKEY | (317) 233-0203 | mstuckey@idem.in.gov | PERMIT WRITER: JOSIAH BALOGUN 317-234-5257 JBALOGUN@IDEM.IN.GOV SECTION CHIEF: MATT STUCKEY 317-233-0203 MSTUCKEY@IDEM.IN.GOV | 141-31003-00579 | 4911 | 221112 | 110054881963 | 10/03/2011 &nbsp;ACT | 12/03/2012 &nbsp;ACT | 2013-08-15 | 2016-05-04 | A | HTTP://PERMITS.AIR.IDEM.IN.GOV/31003F.PDF | STATIONARY ELECTRIC UTILITY GENERATING STATION |  | TWO (2) EMERGENCY DIESEL GENERATORS | 17.11 | DIESEL | 1006 | HP EACH | THE TWO INTERNAL COMBUSTION ENGINES, IDENTIFIED AS EG01 AND EG02, EXHAUST THROUGH TWO (2) VENTS. | Nitrogen Oxides (NOx) | Unspecified | (InOrganic Compounds,Oxides of Nitrogen (NOx),Particulate Matter (PM)) | 10102 | P | COMBUSTION DESIGN CONTROLS AND USAGE LIMITS | 4.8 | G/HP-H | 3 HOURS | BACT-PSD |  |  | 0 |  | 500 | HOURS OF OPERATION | YEALRY | 0 |  |  | 0 | 0 | N |  | LIMIT ONE AND TWO ARE FOR EACH GENERATOR
IN-0158 | ST. JOSEPH ENEGRY CENTER, LLC | ST. JOSEPH ENERGY CENTER, LLC | ST. JOSEPH | IN | 46552 | USA | MR. WILLARD LADD | 9144682404 |  | 5 | IN001 | INDIANA DEPT OF ENV MGMT, OFC OF AIR | MR. MATT STUCKEY | (317) 233-0203 | mstuckey@idem.in.gov | PERMIT WRITER: JOSIAH BALOGUN 317-234-5257 JBALOGUN@IDEM.IN.GOV SECTION CHIEF: MATT STUCKEY 317-233-0203 MSTUCKEY@IDEM.IN.GOV | 141-31003-00579 | 4911 | 221112 | 110054881963 | 10/03/2011 &nbsp;ACT | 12/03/2012 &nbsp;ACT | 2013-08-15 | 2016-05-04 | A | HTTP://PERMITS.AIR.IDEM.IN.GOV/31003F.PDF | STATIONARY ELECTRIC UTILITY GENERATING STATION |  | EMERGENCY DIESEL GENERATOR | 17.11 | DIESEL | 2012 | HP | THIS ONE (1) INTERNAL COMBUSTION ENGINE, IDENTIFIED AS EG03, EXHAUSTS THROUGH ONE (1) VENT. | Nitrogen Oxides (NOx) | Unspecified | (InOrganic Compounds,Oxides of Nitrogen (NOx),Particulate Matter (PM)) | 10102 | A | COMBUSTION DESIGN CONTROLS AND USAGE LIMITS | 4.8 | G/HP-H | 3 HOURS | BACT-PSD |  |  | 0 |  | 500 | HOURS OF OPERATION | YEARLY | 0 |  |  | 0 | 0 | N |  | LIMIT ONE AND TWO ARE FOR EACH GENERATOR
IN-0166 | INDIANA GASIFICATION, LLC | INDIANA GASIFICATION, LLC | SPENCER | IN | 47635 | USA | MARK LUBBERS | 3174905078 |  | 5 | IN001 | INDIANA DEPT OF ENV MGMT, OFC OF AIR | MR. MATT STUCKEY | (317) 233-0203 | mstuckey@idem.in.gov | PERMIT WRITER: JOSIAH BALOGUN 317-234-5257 JBALOGUN@IDEM.IN.GOV SECTION CHIEF: MATT STUCKEY 317-233-0203 MSTUCKEY@IDEM.IN.GOV | T147-30464-00060 | 4925 | 221210 | 110045439888 | 04/20/2011 &nbsp;ACT | 06/27/2012 &nbsp;ACT | 2013-08-16 | 2016-05-04 | A | HTTP://PERMITS.AIR.IDEM.IN.GOV/30464F.PDF | THE PERMITTEE OWNS AND OPERATES A STATIONARY SUBSTITUTE NATURAL GAS (SNG) AND LIQUEFIED CARBON DIOXIDE (CO2) PRODUCTION PLANT ALSO SIC: 2819 NAICS: 211112 | ALSO SIC: 2819 NAICS: 211112 | TWO (2) EMERGENCY GENERATORS | 17.11 | DIESEL | 1341 | HORSEPOWER, EACH | IDENTIFIED AS EU-009A AND EU-009B | Nitrogen Oxides (NOx) | Unspecified | (InOrganic Compounds,Oxides of Nitrogen (NOx),Particulate Matter (PM)) | 10102 | P | GOOD COMBUSTION PRACTICES AND LIMITED HOURS OF NON-EMERGENCY OPERATION | 0 |  |  | BACT-PSD |  | N | 0 |  | 0 |  |  | 0 |  |  | 0 | 0 | N |  | EMISSION LIMIT: EACH EMERGENCY GENERATOR SHALL NOT EXCEED 52 HOURS PER YEAR OF NONEMERGENCY OPERATION.
IN-0166 | INDIANA GASIFICATION, LLC | INDIANA GASIFICATION, LLC | SPENCER | IN | 47635 | USA | MARK LUBBERS | 3174905078 |  | 5 | IN001 | INDIANA DEPT OF ENV MGMT, OFC OF AIR | MR. MATT STUCKEY | (317) 233-0203 | mstuckey@idem.in.gov | PERMIT WRITER: JOSIAH BALOGUN 317-234-5257 JBALOGUN@IDEM.IN.GOV SECTION CHIEF: MATT STUCKEY 317-233-0203 MSTUCKEY@IDEM.IN.GOV | T147-30464-00060 | 4925 | 221210 | 110045439888 | 04/20/2011 &nbsp;ACT | 06/27/2012 &nbsp;ACT | 2013-08-16 | 2016-05-04 | A | HTTP://PERMITS.AIR.IDEM.IN.GOV/30464F.PDF | THE PERMITTEE OWNS AND OPERATES A STATIONARY SUBSTITUTE NATURAL GAS (SNG) AND LIQUEFIED CARBON DIOXIDE (CO2) PRODUCTION PLANT ALSO SIC: 2819 NAICS: 211112 | ALSO SIC: 2819 NAICS: 211112 | THREE (3) FIREWATER PUMP ENGINES | 17.11 | DIESEL | 575 | HORSEPOWER, EACH | IDENTIFIED AS EU-010A-C. | Nitrogen Oxides (NOx) | Unspecified | (InOrganic Compounds,Oxides of Nitrogen (NOx),Particulate Matter (PM)) | 10102 | P | GOOD COMBUSTION PRACTICES AND LIMITED HOURS OF NON-EMERGENCY OPERATION | 0 |  |  | BACT-PSD |  | N | 0 |  | 0 |  |  | 0 |  |  | 0 | 0 | N |  | EMISSION LIMITS: EACH EMERGENCY GENERATOR SHALL NOT EXCEED 52 HOURS PER YEAR OF NONEMERGENCY OPERATION.
IN-0173 | MIDWEST FERTILIZER CORPORATION | MIDWEST FERTILIZER CORPORATION | POSEY | IN | 47620 | USA | MICHAEL CHORLTON | 3176258315 |  | 5 | IN001 | INDIANA DEPT OF ENV MGMT, OFC OF AIR | MR. MATT STUCKEY | (317) 233-0203 | mstuckey@idem.in.gov | PERMIT WRITER: DAVID MATOUSEK (317) 232-8253 DMATOUSE@IDEM.IN.GOV SECTION CHIEF: NATHAN BELL (317) 233-5670 NBELL@IDEM.IN.GOV | 129-33576-00059 | 2873 | 325311 | 110059696841 | 08/26/2013 &nbsp;ACT | 06/04/2014 &nbsp;ACT | 2014-07-17 | 2016-05-04 | A | HTTP://PERMITS.AIR.IDEM.IN.GOV/33576F.PDF | A STATIONARY NITROGEN FERTILIZER MANUFACTURING FACILITY |  | DIESEL FIRED EMERGENCY GENERATOR | 17.11 | NO. 2, DIESEL | 3600 | BHP | ANNUAL OPERATING HOURS SHALL NOT EXCEED 500 HOURS. INSIGNIFICANT ACTIVITY WILL NOT BE TESTED. | Nitrogen Oxides (NOx) | Unspecified | (InOrganic Compounds,Oxides of Nitrogen (NOx),Particulate Matter (PM)) | 10102 | P | GOOD COMBUSTION PRACTICES | 4.46 | G/BHP-H | 3-HR AVERAGE | BACT-PSD |  | N | 0 |  | 0 |  |  | 0 |  |  | 0 | 0 | N
IN-0179 | OHIO VALLEY RESOURCES, LLC | OHIO VALLEY RESOURCES, LLC | SPENCER | IN | 47635 | USA | DOUG WILSON | 6185990015 |  | 5 | IN001 | INDIANA DEPT OF ENV MGMT, OFC OF AIR | MR. MATT STUCKEY | (317) 233-0203 | mstuckey@idem.in.gov | SECTION CHIEF: NATHAN BELL (317) 233-5670 NBELL@IDEM.IN.GOV PERMIT WRITER: DAVID MATOUSEK (317) 232-8253 DMATOUSE@IDEM.IN.GOV | 147-32322-00062 | 2873 | 325311 | 110055148273 | 09/17/2012 &nbsp;ACT | 09/25/2013 &nbsp;ACT | 2014-08-12 | 2016-05-04 | A | HTTP://PERMITS.AIR.IDEM.IN.GOV/32322F.PDF | NITROGENOUS FERTILIZER PRODUCTION PLANT |  | DIESEL-FIRED EMERGENCY GENERATOR | 17.11 | NO. 2 FUEL OIL | 4690 | B-HP | ANNUAL HOURS OF OPERATION NOT TO EXCEED 200 HOURS. | Nitrogen Oxides (NOx) | Unspecified | (InOrganic Compounds,Oxides of Nitrogen (NOx),Particulate Matter (PM)) | 10102 | P | GOOD COMBUSTION PRACTICES | 4.46 | G/B-HP-H | 3-HR AVERAGE | BACT-PSD |  | N | 0 |  | 0 |  |  | 0 |  |  | 0 | 0 | N |  | ADD ON CONTROLS ARE NOT NORMALLY REQUIRED FOR LIMITED USE EMISSION UNITS.
IN-0180 | MIDWEST FERTILIZER CORPORATION | MIDWEST FERTILIZER CORPORATION | POSEY | IN | 47620 | USA | MICHAEL CHORLTON | 3176258315 |  | 5 | IN001 | INDIANA DEPT OF ENV MGMT, OFC OF AIR | MR. MATT STUCKEY | (317) 233-0203 | mstuckey@idem.in.gov | PERMIT WRITER: DAVID MATOUSEK (317) 232-8253 DMATOUSE@IDEM.IN.GOV SECTION CHIEF: NATHAN BELL (317) 233-5670 NBELL@IDEM.IN.GOV | 129-33576-00059 | 2873 | 325311 | 110059696841 | 08/26/2013 &nbsp;ACT | 06/04/2014 &nbsp;ACT | 2014-08-12 | 2016-05-05 | A | HTTP://PERMITS.AIR.IDEM.IN.GOV/33576F.PDF | A STATIONARY NITROGEN FERTILIZER MANUFACTURING FACILITY |  | DIESEL FIRED EMERGENCY GENERATOR | 17.11 | NO. 2, DIESEL | 3600 | BHP | ANNUAL OPERATING HOURS SHALL NOT EXCEED 500 HOURS. INSIGNIFICANT ACTIVITY WILL NOT BE TESTED. | Nitrogen Oxides (NOx) | Unspecified | (InOrganic Compounds,Oxides of Nitrogen (NOx),Particulate Matter (PM)) | 10102 | P | GOOD COMBUSTION PRACTICES | 4.46 | G/B-HP-H | 3-HR AVERAGE | BACT-PSD |  | N | 0 |  | 0 |  |  | 0 |  |  | 0 | 0 | N
IN-0185 | MAG PELLET LLC | MAG PELLET LLC | WHITE | IN | 47980 | USA | BARB MANSFIELD | 5742974227 |  | 5 | IN001 | INDIANA DEPT OF ENV MGMT, OFC OF AIR | MR. MATT STUCKEY | (317) 233-0203 | mstuckey@idem.in.gov | JULIE ALEXANDER JUALEXAN@IDEM.IN.GOV (317) 233-1782 JENNY ACKER JLACKER@IDEM.IN.GOV 317-234-5285 | 181-33965-00054 | 1011 | 212210 | 110055584363 | 12/09/2013 &nbsp;ACT | 04/24/2014 &nbsp;ACT | 2014-08-12 | 2016-05-13 | D | HTTP://PERMITS.AIR.IDEM.IN.GOV/33965F.PDF | A STATIONARY IRON ORE CONCENTRATE PELLETIZING PLANT |  | DIESEL FIRE PUMP | 17.11 | DIESEL | 300 | HP |  | Nitrogen Oxides (NOx) | Unspecified | (InOrganic Compounds,Oxides of Nitrogen (NOx),Particulate Matter (PM)) | 10102 | N |  | 3 | G/HP-H |  | BACT-PSD |  |  | 0 |  | 500 | H |  | 0 |  |  | 0 | 0 | N |  | RESTRICTED USE OF ONLY NATURAL GAS, THE USE OF GOOD COMBUSTION PRACTICES
IN-0263 | MIDWEST FERTILIZER COMPANY LLC | MIDWEST FERTILIZER COMPANY LLC | POSEY | IN | 47620 | USA | RON OGLESBY | 9703057850 |  | 5 | IN001 | INDIANA DEPT OF ENV MGMT, OFC OF AIR | MR. MATT STUCKEY | (317) 233-0203 | mstuckey@idem.in.gov | PERMIT WRITER: DEENA P. LEVERING 317-234-5400 DLEVERIN@IDEM.IN.GOV SECTION CHIEF: TRIPURARI SINHA PH.D. 317-234-4907 | 129-36943-00059 | 2873 | 325311 | 110059696841 | 03/11/2016 &nbsp;ACT | 03/23/2017 &nbsp;ACT | 2017-07-07 | 2017-08-22 | C | HTTP:PERMITS.AIR.IDEM.IN.GOV/36943F.PDF | STATIONARY NITROGEN FERTILIZER MANUFACTURING FACILITY |  | EMERGENCY GENERATORS (EU014A AND EU-014B) | 17.11 | DISTILLATE OIL | 3600 | HP EACH |  | Nitrogen Oxides (NOx) | Unspecified | (InOrganic Compounds,Oxides of Nitrogen (NOx),Particulate Matter (PM)) | 10102 | P | GOOD COMBUSTION PRACTICES | 4.42 | G/HP-H EACH | 3 HOUR AVERAGE | BACT-PSD |  | N | 0 |  | 500 | H/YR EACH |  | 0 |  |  | 0 | 0 | N | 2016
LA-0204 | PLAQUEMINE PVC PLANT | SHINTECH LOUISIANA LLC | IBERVILLE | LA |  | USA | DAVID WISE | 2256851113 |  | 6 | LA001 | LOUISIANA DEPARTMENT OF ENV QUALITY | MR. BRYAN D. JOHNSTON | (225)219-3450 | BRYAN.JOHNSTON@LA.GOV | PERMIT WRITER: ANTHONY RANDALL, 225-219-3181 | PSD-LA-709(M-1) | 2821 | 325211 | 110020900104 | 03/03/2008 &nbsp;ACT | 02/27/2009 &nbsp;ACT | 2006-06-25 | 2009-08-06 | A |  | NEW 1.3 BILLION POUND PER YEAR PVC PLANT CONSISTING OF A CHLOR-ALKALI UNIT, AND EDC/VCM UNIT, AND A PVC UNIT. | VINYL CHLORIDE - 28.82 TPY. VINYL CHLORIDE (VC) WAS REGULATED AS A PSD POLLUTANT (SIGNIFICANCE LEVEL OF 1 TPY) IN LOUISIANA WHEN THIS PERMIT WAS ISSUED. LOUISIANA'S NSR REFORM RULES, ADOPTED DECEMBER 20, 2005, DELISTED VC. HAPS FROM THE PVC UNIT WERE SUBJECTED TO A 112(J) MACT DETERMINATION AFTER VACATURE OF 40 CFR 63 SUBPART J ON APRIL 19, 2005. BACT FOR VC IS EQUIVALENT TO MACT FOR VC. NNSR: BECAUSE VOC AND NOX EMISSIONS ARE LESS THAN 100 TPY, LAER WAS NOT REQUIRED. OFFSETS WERE REQUIRED PURSUANT TO A STATE-ONLY PROVISION IN LAC 33:III.504. PSD-LA-709(M-1) IS FOR 1) REMOVING A COOLING TOWER (M-8), CORRECTING CAPACITY OF COOLING TOWER M-7, AND 3) INCLUDING 19 EMERGENCY ENGINES AND THREE LOADING HOPPERS. | LARGE EMERGENCY ENGINES | 17.11 | DIESEL |  |  | U-10: 685 HP; C-6A: 1709 HP; C-6B: 805 HP M-16A: 1389 HP; P-28D: 805 HP | Nitrogen Oxides (NOx) | Unspecified | (InOrganic Compounds,Oxides of Nitrogen (NOx),Particulate Matter (PM)) | 10102 | P | GOOD COMBUSTION PRACTICES AND GASEOUS FUEL BURNING | 3.2 | LB/MMBTU |  | BACT-PSD | OPERATING PERMIT | U | 0 | U | 0 |  |  | 0 |  |  | 0 | 0 | N
LA-0231 | LAKE CHARLES GASIFICATION FACILITY | LAKE CHARLES COGENERATION, LLC | CALCASIEU | LA | 70665 | USA | DOUG BARBA | 7139634635 | INTERPOWERLLC@AOL.COM | 6 | LA001 | LOUISIANA DEPARTMENT OF ENV QUALITY | MR. BRYAN D. JOHNSTON | (225)219-3450 | BRYAN.JOHNSTON@LA.GOV | PERMIT WRITER: MR. DAN NGUYEN - 225-219-3180 | PSD-LA-742 | 2869 | 325110 | UNKNOWN | 09/24/2008 &nbsp;ACT | 06/22/2009 &nbsp;ACT | 2009-07-10 | 2010-05-17 | A |  | A FACILITY TO CONVERT APPROXIMATELY 7400 TONS/DAY OF PETROLEUM COKE TO NATURAL GAS AND SULFURIC ACID. PERMIT PSD-LA-742(M1), DECEMBER 30, 2010, ALLOWS THE FACILITY TO PRODUCE 2.3 MILLION TONS OF METHANOL, INSTEAD OF NATURAL GAS. | APPLICATION ACCEPTED DATE REFLECTS DATE OF ADMINISTRATIVE COMPLETENESS. PERMIT PSD-LA-742(M1) WAS ISSUED DECEMBER 30, 2010 TO REVISE THE PROCESS DESIGN. THE FACILITY WILL PRODUCE H2SO4 AND METHANOL, INSTEAD OF NATURAL GAS. EXISTING BACT WILL NOT BE CHANGED. NO NEW BACT WILL BE ADDED. PERMIT PSD-LA-742(M2) DATED JUNE 29, 2012 1) REVISES THE PROCESS DESIGN TO PRODUCE HYDROGEN, 2) INCORPORATE PM 2.5 AND CO2E, AND 3)CHANGE NAME TO LAKE CHARLES CLEAN ENERGY. NO NEW BACT WILL BE ADDED. | FIRE WATER DIESEL PUMPS (3) | 17.11 | DIESEL | 575 | HP EACH |  | Nitrogen Oxides (NOx) | Unspecified | (InOrganic Compounds,Oxides of Nitrogen (NOx),Particulate Matter (PM)) | 10102 | P | COMPLY WITH 40 CFR 60 SUBPART IIII | 6.02 | LB/H | MAXIMUM (EACH) | BACT-PSD | OPERATING PERMIT , NSPS , OPERATING PERMIT | U | 0 | U | 0 |  |  | 0 |  |  | 0 | 0 | N
LA-0231 | LAKE CHARLES GASIFICATION FACILITY | LAKE CHARLES COGENERATION, LLC | CALCASIEU | LA | 70665 | USA | DOUG BARBA | 7139634635 | INTERPOWERLLC@AOL.COM | 6 | LA001 | LOUISIANA DEPARTMENT OF ENV QUALITY | MR. BRYAN D. JOHNSTON | (225)219-3450 | BRYAN.JOHNSTON@LA.GOV | PERMIT WRITER: MR. DAN NGUYEN - 225-219-3180 | PSD-LA-742 | 2869 | 325110 | UNKNOWN | 09/24/2008 &nbsp;ACT | 06/22/2009 &nbsp;ACT | 2009-07-10 | 2010-05-17 | A |  | A FACILITY TO CONVERT APPROXIMATELY 7400 TONS/DAY OF PETROLEUM COKE TO NATURAL GAS AND SULFURIC ACID. PERMIT PSD-LA-742(M1), DECEMBER 30, 2010, ALLOWS THE FACILITY TO PRODUCE 2.3 MILLION TONS OF METHANOL, INSTEAD OF NATURAL GAS. | APPLICATION ACCEPTED DATE REFLECTS DATE OF ADMINISTRATIVE COMPLETENESS. PERMIT PSD-LA-742(M1) WAS ISSUED DECEMBER 30, 2010 TO REVISE THE PROCESS DESIGN. THE FACILITY WILL PRODUCE H2SO4 AND METHANOL, INSTEAD OF NATURAL GAS. EXISTING BACT WILL NOT BE CHANGED. NO NEW BACT WILL BE ADDED. PERMIT PSD-LA-742(M2) DATED JUNE 29, 2012 1) REVISES THE PROCESS DESIGN TO PRODUCE HYDROGEN, 2) INCORPORATE PM 2.5 AND CO2E, AND 3)CHANGE NAME TO LAKE CHARLES CLEAN ENERGY. NO NEW BACT WILL BE ADDED. | EMERGENCY DIESEL POWER GENERATOR ENGINES (2) | 17.11 | DIESEL | 1341 | HP EACH |  | Nitrogen Oxides (NOx) | Unspecified | (InOrganic Compounds,Oxides of Nitrogen (NOx),Particulate Matter (PM)) | 10102 | P | COMPLY WITH 40 CFR 60 SUBPART IIII | 17.09 | LB/H | MAXIMUM (EACH) | BACT-PSD | NSPS , OPERATING PERMIT | U | 0 | U | 0 |  |  | 0 |  |  | 0 | 0 | N
LA-0288 | LAKE CHARLES CHEMICAL COMPLEX | SASOL CHEMICALS (USA) LLC | CALCASIEU | LA | 70669 | USA | ERIC RODRIGUEZ | (281) 588-3761 | ERIC.RODRIGUEZ@US.SASOL.COM | 6 | LA001 | LOUISIANA DEPARTMENT OF ENV QUALITY | MR. BRYAN D. JOHNSTON | (225)219-3450 | BRYAN.JOHNSTON@LA.GOV |  | PSD-LA-778 | 2869 | 325110 | 110017418061 | 05/02/2013 &nbsp;ACT | 05/23/2014 &nbsp;ACT | 2016-07-22 | 2016-09-14 | A |  |  | Complete application date = date of administrative completeness This RBLC entry addresses the Power Unit of the Gas-to-Liquids (GTL) Project. It also addresses the Emergency Diesel Generators in the LAB-2, HPU, ASU, and GTL Units, as the engines are identical. GTL will utilize natural gas as a feedstock to produce fuel-grade hydrocarbon products, including liquefied petroleum gas (LPG), naphtha, paraffins, diesel, wax products, and base oil products. In the GTL process, natural gas will first be reformed into a synthesis gas; the synthesis gas will then be converted into liquid hydrocarbons via a Fischer-Tropsch reaction. The Fisher-Tropsch synthesis is followed by treatment and extraction units and product work-up units which produce the desired products. | Emergency Diesel Generators (EQT 629, 639, 838, 966, &amp; 1264) | 17.11 |  | 2682 | HP |  | Nitrogen Oxides (NOx) | Unspecified | (InOrganic Compounds,Oxides of Nitrogen (NOx),Particulate Matter (PM)) | 10102 | P | Comply with 40 CFR 60 Subpart IIII; operate the engine in accordance with the engine manufacturerâ€™s instructions and/or written procedures designed to maximize combustion efficiency and minimize fuel usage. | 27.37 | LB/HR | HOURLY MAXIMUM | BACT-PSD | NSPS , OPERATING PERMIT | U | 0 | U | 1.37 | TPY | ANNUAL MAXIMUM | 0 |  |  | 0 | 0 | N |  | BACT is determined to be compliance with the limitations imposed by 40 CFR 60 Subpart IIII and its associated monitoring, recordkeeping, and reporting requirements; and operating the engine in accordance with the engine manufacturerâ€™s instructions and/or written procedures (consistent with safe operation) designed to maximize combustion efficiency and minimize fuel usage. Limit NOx + NMHC to 6.4 g/kW-hr.
LA-0292 | HOLBROOK COMPRESSOR STATION | CAMERON INTERSTATE PIPELINE LLC | CALCASIEU | LA | 70000 | USA | HUGH BERGLUND | (713) 774-4411 | HBERGLUND@SEMPRAPIPELINES.COM | 6 | LA001 | LOUISIANA DEPARTMENT OF ENV QUALITY | MR. BRYAN D. JOHNSTON | (225)219-3450 | BRYAN.JOHNSTON@LA.GOV | Permit writer: Dawei Pan, (225) 219-3413 or dawei.pan@la.gov | PSD-LA-769(M-1) | 4922 | 486210 | 110058896388 | 09/15/2015 &nbsp;ACT | 01/22/2016 &nbsp;ACT | 2016-08-04 | 2016-09-19 | A |  | Natural gas compressor station supporting the Cameron LNG Facility in Hackberry, Cameron Parish, Louisiana | Complete application date = date of administrative completeness | Emergency Generators No. 1 &amp; No. 2 | 17.11 | Diesel | 1341 | HP |  | Nitrogen Oxides (NOx) | Unspecified | (InOrganic Compounds,Oxides of Nitrogen (NOx),Particulate Matter (PM)) | 10102 | P | Good equipment design, proper combustion techniques, use of low sulfur fuel, and compliance with 40 CFR 60 Subpart IIII | 14.16 | LB/HR | HOURLY MAXIMUM | BACT-PSD | NSPS , OPERATING PERMIT | U | 0 | U | 0.71 | TPY | ANNUAL MAXIMUM | 4.8 | G/BHP-HR |  | 0 | 0 | N |  | Emergency generators are also subject to a BACT limit of 1.51 lb NOx/MM Btu.
LA-0296 | LAKE CHARLES CHEMICAL COMPLEX LDPE UNIT | SASOL CHEMICALS (USA) LLC | CALCASIEU | LA | 70669 | USA | ERIC RODRIGUEZ | (281) 588-3761 | ERIC.RODRIGUEZ@US.SASOL.COM | 6 | LA001 | LOUISIANA DEPARTMENT OF ENV QUALITY | MR. BRYAN D. JOHNSTON | (225)219-3450 | BRYAN.JOHNSTON@LA.GOV |  | PSD-LA-779 | 2821 | 325211 | 110017418061 | 05/02/2013 &nbsp;ACT | 05/23/2014 &nbsp;ACT | 2016-09-12 | 2017-04-28 | B |  | The Low Density Polyethylene (LDPE) Unit will produce LDPE by the high pressure polymerization of ethylene. | Complete application date = date of administrative completeness This RBLC entry addresses the Low Density Polyethylene (LDPE) Unit of the Lake Charles Cracker Project (LCCP). This entry also addresses the Emergency Diesel Generators associated with the entire LCCP, as all of the permitted units are identical. | Emergency Diesel Generators (EQTs 622, 671, 773, 850, 994, 995, 996, 1033, 1077, 1105, &amp; 1202) | 17.11 | Diesel | 2682 | HP | Non-emergency use is limited to 100 hours per year. | Nitrogen Oxides (NOx) | Unspecified | (InOrganic Compounds,Oxides of Nitrogen (NOx),Particulate Matter (PM)) | 10102 | P | Compliance with 40 CFR 60 Subpart IIII; operating the engine in accordance with the engine manufacturerâ€™s instructions and/or written procedures (consistent with safe operation) designed to maximize combustion efficiency and minimize fuel usage. | 27.37 | LB/HR | HOURLY MAXIMUM | BACT-PSD | OPERATING PERMIT , NSPS | U | 0 | U | 1.37 | TPY | ANNUAL MAXIMUM | 0 |  |  | 0 | 0 | N |  | NOx + NMHC limit is 6.40 g/kW-hr. BACT is determined to be compliance with the limitations imposed by 40 CFR 60 Subpart IIII and its associated monitoring, recordkeeping, and reporting requirements; and operating the engine in accordance with the engine manufacturerâ€™s instructions and/or written procedures (consistent with safe operation) designed to maximize combustion efficiency and minimize fuel usage.
LA-0305 | LAKE CHARLES METHANOL FACILITY | LAKE CHARLES METHANOL, LLC | CALCASIEU PARISH | LA | 70669 | USA | JOHN MCDANIEL | 318-308-0322 | JMCDANIEL@LAKECHARLESMETHANOL.COM | 6 | LA001 | LOUISIANA DEPARTMENT OF ENV QUALITY | MR. BRYAN D. JOHNSTON | (225)219-3450 | BRYAN.JOHNSTON@LA.GOV | Dan Nguyen - (225)219-3395 | PSD-LA-803(M1) | 2869 | 325199 | 110067180366 | 06/16/2016 &nbsp;ACT | 06/30/2016 &nbsp;ACT | 2017-03-07 | 2017-04-28 | A |  | Proposed facility to produce methanol, H2, H2SO4, CO2, Argon and electricity from Pet Coke | PSD-LA-803 was issued 2/24/2016. The facility has not commence construction when Permit PSD-LA-803(M1) was issued. | Diesel Engines (Emergency) | 17.11 | Diesel | 4023 | hp |  | Nitrogen Oxides (NOx) | Unspecified | (InOrganic Compounds,Oxides of Nitrogen (NOx),Particulate Matter (PM)) | 10102 | P | Complying with 40 CFR 60 Subpart IIII | 0 |  |  | BACT-PSD | NSPS | U | 0 | U | 0 |  |  | 0 |  |  | 0 | 0 | N
LA-0307 | MAGNOLIA LNG FACILITY | MAGNOLIA LNG, LLC | CALCASIEU | LA | 70669 | USA | KOMI HASSAN | 713-815-6900 | KHASSAN@MAGNOLIALNG.COM | 6 | LA001 | LOUISIANA DEPARTMENT OF ENV QUALITY | MR. BRYAN D. JOHNSTON | (225)219-3450 | BRYAN.JOHNSTON@LA.GOV | Permit writer: Dan Nguyen - (225)219-3395 | PSD-LA-792 | 4922 | 221210 | 110069422958 | 11/15/2015 &nbsp;ACT | 03/21/2016 &nbsp;ACT | 2017-03-08 | 2017-04-28 | A |  | A new facility to liquefy 8.0 million metric tons per year of natural gas |  | Diesel Engines | 17.11 | Diesel | 0 |  | Water Pumps (2 units) = 355 hp Tank Deluge Pumps (2 units) = 800 hp Generator = 1340 hp | Nitrogen Oxides (NOx) | Unspecified | (InOrganic Compounds,Oxides of Nitrogen (NOx),Particulate Matter (PM)) | 10102 | P | good combustion practices, Use ultra low sulfur diesel, and comply with 40 CFR 60 Subpart IIII | 0 |  |  | BACT-PSD |  | U | 0 | U | 0 |  |  | 0 |  |  | 0 | 0 | N
LA-0308 | MORGAN CITY POWER PLANT | LOUISIANA ENERGY AND POWER AUTHORITY (LEPA) | ST. MARY | LA | 70380 | USA |  |  |  | 6 | LA001 | LOUISIANA DEPARTMENT OF ENV QUALITY | MR. BRYAN D. JOHNSTON | (225)219-3450 | BRYAN.JOHNSTON@LA.GOV |  | PSD-LA-767 | 4911 | 221112 | Not Found | 09/24/2012 &nbsp;ACT | 09/26/2013 &nbsp;ACT | 2017-03-08 | 2017-04-28 | A |  |  |  | 2000 KW Diesel Fired Emergency Generator Engine | 17.11 | Diesel | 20.4 | MMBTU/hr |  | Nitrogen Oxides (NOx) | Unspecified | (InOrganic Compounds,Oxides of Nitrogen (NOx),Particulate Matter (PM)) | 10102 | P | Good combustion and maintenance practices, and compliance with NSPS 40 CFR 60 Subpart IIII | 33.07 | LB/H | HOURLY MAXIMUM | BACT-PSD | OPERATING PERMIT | U | 0 | U | 1.38 | T/YR | ANNUAL MAXIMUM | 4.78 | G/B-HP-H | 12 MONTH AVERAGE | 0 | 0 | N
LA-0309 | BENTELER STEEL TUBE FACILITY | BENTELER STEEL / TUBE MANUFACTURING CORPORATION | CADDO | LA | 71115 | USA | MYRNA PACHECO PONCE DE LEON | 318-216-4206 | MYRNA.PACHECO@BENTELER.COM | 6 | LA001 | LOUISIANA DEPARTMENT OF ENV QUALITY | MR. BRYAN D. JOHNSTON | (225)219-3450 | BRYAN.JOHNSTON@LA.GOV | Permit Writer: Dan Nguyen - 225-219-3395 | PSD-LA-774(M1) | 3312 | 331111 | 110055592318 | 02/09/2015 &nbsp;ACT | 06/04/2015 &nbsp;ACT | 2017-03-09 | 2017-04-28 | A |  | A facility to produce 600,000 metric tons per year of seamless steel pipe from purchased billets. A steel production facility (including an electric arc furnace (EAF)) was added. | Permit PSD-LA-774 was issued on May 17, 2013 for the construction of the hot rolling mill. An EAF was authorized this time. | Emergency Generator Engines | 17.11 | Diesel | 2922 | hp (each) |  | Nitrogen Oxides (NOx) | Unspecified | (InOrganic Compounds,Oxides of Nitrogen (NOx),Particulate Matter (PM)) | 10102 | P | Complying with 40 CFR 60 Subpart IIII | 6.4 | G/KW-HR |  | BACT-PSD |  | U | 0 | U | 0 |  |  | 0 |  |  | 0 | 0 | N
LA-0313 | ST. CHARLES POWER STATION | ENTERGY LOUISIANA, LLC | ST. CHARLES | LA | 70068 | USA |  |  |  | 6 | LA001 | LOUISIANA DEPARTMENT OF ENV QUALITY | MR. BRYAN D. JOHNSTON | (225)219-3450 | BRYAN.JOHNSTON@LA.GOV |  | PSD-LA-804 | 4911 | 221112 | Not Found | 06/29/2015 &nbsp;ACT | 08/31/2016 &nbsp;ACT | 2017-03-13 | 2017-04-28 | A |  | The St. Charles Power Station (SCPS) is a new electric power generating facility consisting of two (2) natural gas-fired combined cycle gas turbines, each with a heat recovery stem generator unit equipped with duct burners, and one (1) steam generator turbine. The SCPS will will have a predicted net nominal output of 980 MW at ISO conditions with supplemental duct firing. |  | SCPS Emergency Diesel Generator 1 | 17.11 | Diesel | 2584 | HP |  | Nitrogen Oxides (NOx) | Unspecified | (InOrganic Compounds,Oxides of Nitrogen (NOx),Particulate Matter (PM)) | 10102 | B | Compliance with NESHAP 40 CFR 63 Subpart ZZZZ and NSPS 40 CFR 60 Subpart IIII, and good combustion practices (use of ultra-low sulfur diesel fuel). | 27.34 | LB/H | HOURLY MAXIMUM | BACT-PSD | NSPS , OPERATING PERMIT | U | 0 | U | 6.84 | T/YR | ANNUAL MAXIMUM | 4.8 | G/BHP-HR |  | 0 | 0 | N |  | BACT Limit = 4.8 G/BHP-HR (NMHC + NOx)
LA-0316 | CAMERON LNG FACILITY | CAMERON LNG LLC | CAMERON | LA | 70645 | USA | CLAYTON MILLER | 337-680-4531 | CMILLER@CAMERONLNG.COM | 6 | LA001 | LOUISIANA DEPARTMENT OF ENV QUALITY | MR. BRYAN D. JOHNSTON | (225)219-3450 | BRYAN.JOHNSTON@LA.GOV | permit writer: dan nguyen (225)219-3395 | PSD-LA-766(M3) | 4922 | 221210 | 110029511883 | 12/12/2016 &nbsp;ACT | 02/17/2017 &nbsp;ACT | 2017-03-14 | 2017-04-28 | B |  | a facility to liquefy natural gas for export (5 trains) | Permit PSD-LA-766, dated 10/1/13 for liquefaction trains 1,2, and 3 Permit PSD-LA-766(M1), dated 6/26/14, for minor changes; Permit PSD-LA-766(M2), dated 3/3/16, for train 4 and 5 | emergency generator engines (6 units) | 17.11 | diesel | 3353 | hp |  | Nitrogen Oxides (NOx) | Unspecified | (InOrganic Compounds,Oxides of Nitrogen (NOx),Particulate Matter (PM)) | 10102 | P | Complying with 40 CFR 60 Subpart IIII | 0 |  |  | BACT-PSD | NSPS | U | 0 | U | 0 |  |  | 0 |  |  | 0 | 0 | N
LA-0317 | METHANEX - GEISMAR METHANOL PLANT | METHANEX USA, LLC | ASCENSION | LA | 70734 | USA | GLYNN FONTENOT | 225-402-0301 | GFONTENOT@METHANEX.COM | 6 | LA001 | LOUISIANA DEPARTMENT OF ENV QUALITY | MR. BRYAN D. JOHNSTON | (225)219-3450 | BRYAN.JOHNSTON@LA.GOV | permit writer: Dr. Qingming Zhang (225)-219-3457 | PSD-LA-761(M4) | 2869 | 325199 | 110046528227 | 09/09/2016 &nbsp;ACT | 12/22/2016 &nbsp;ACT | 2017-03-15 | 2017-04-28 | A |  | methanol plant (Unit I and Unit II) to produce 6000 metric tons of methanol by steam reforming natural gas | psd-la-761, issued 11/07/12, for relocation Unit I (3000 mt/yr) from punta arenas (chile); psd-la-761(M1), issued 07/12/13, for relocation Unit II (3000 mt/yr); psd-la-761(M2) (issued 01/15/16), psd-la-761(M3) (issued 01/14/16), and psd-la-761(M4) (issued 12/22/16) are for miscellaneous reconciliation | Emergency Generator Engines (4 units) | 17.11 | Diesel | 0 |  | I-GDE-1201, II-GDE-1201 = 2346 hp I-GDE-1202 = 755 hp I-GDE-1203 = 1193 hp | Nitrogen Oxides (NOx) | Unspecified | (InOrganic Compounds,Oxides of Nitrogen (NOx),Particulate Matter (PM)) | 10102 | P | complying with 40 CFR 60 Subpart IIII and 40 CFR 63 Subpart ZZZZ | 0 |  |  | BACT-PSD | NSPS , NESHAP | U | 0 | U | 0 |  |  | 0 |  |  | 0 | 0 | N |  | BACT = LAER (Permit 0180-00210-V4, dated 12/22/2016)
LA-0317 | METHANEX - GEISMAR METHANOL PLANT | METHANEX USA, LLC | ASCENSION | LA | 70734 | USA | GLYNN FONTENOT | 225-402-0301 | GFONTENOT@METHANEX.COM | 6 | LA001 | LOUISIANA DEPARTMENT OF ENV QUALITY | MR. BRYAN D. JOHNSTON | (225)219-3450 | BRYAN.JOHNSTON@LA.GOV | permit writer: Dr. Qingming Zhang (225)-219-3457 | PSD-LA-761(M4) | 2869 | 325199 | 110046528227 | 09/09/2016 &nbsp;ACT | 12/22/2016 &nbsp;ACT | 2017-03-15 | 2017-04-28 | A |  | methanol plant (Unit I and Unit II) to produce 6000 metric tons of methanol by steam reforming natural gas | psd-la-761, issued 11/07/12, for relocation Unit I (3000 mt/yr) from punta arenas (chile); psd-la-761(M1), issued 07/12/13, for relocation Unit II (3000 mt/yr); psd-la-761(M2) (issued 01/15/16), psd-la-761(M3) (issued 01/14/16), and psd-la-761(M4) (issued 12/22/16) are for miscellaneous reconciliation | Firewater pump Engines (4 units) | 17.11 | diesel | 896 | hp (each) |  | Nitrogen Oxides (NOx) | Unspecified | (InOrganic Compounds,Oxides of Nitrogen (NOx),Particulate Matter (PM)) | 10102 | P | complying with 40 CFR 60 Subpart IIII and 40 CFR 63 Subpart ZZZZ | 0 |  |  | BACT-PSD | NSPS , NESHAP | U | 0 | U | 0 |  |  | 0 |  |  | 0 | 0 | N |  | BACT = LAER (Permit 0180-00210-V4, dated 12/22/2016)
LA-0318 | FLOPAM FACILITY | FLOPAM, INC. | IBERVILLE | LA | 70764 | USA | TIMOTHY KANE | 225-692-7207 | TIMOTHYK@SNFHC.COM | 6 | LA001 | LOUISIANA DEPARTMENT OF ENV QUALITY | MR. BRYAN D. JOHNSTON | (225)219-3450 | BRYAN.JOHNSTON@LA.GOV | permit writer: Dan nguyen (225)219-3395 | PSD-LA-747(M5) | 2869 | 325998 | 110041935779 | 08/08/2015 &nbsp;ACT | 01/07/2016 &nbsp;ACT | 2017-03-22 | 2017-04-28 | C |  | an existing chemical manufacturing facility | PSD-LA-747 entered as LA-0240 and PSD-LA-747(M1) entered as LA-0251. LA-0318 is for PSD-747(M2), dated 7/5/12 (add dust collectors, cooling tower, and diesel engines), PSD-747(M3), dated 5/13/13 (no BACT changes), PSD-747(M4), dated 2/10/15 (add a cooling tower and diesel engines), and PSD-747(M5), dated 1/7/16 (add dust collectors) | Diesel Engines | 17.11 |  | 0 |  |  | Nitrogen Oxides (NOx) | Unspecified | (InOrganic Compounds,Oxides of Nitrogen (NOx),Particulate Matter (PM)) | 10102 | P | Complying with 40 CFR 60 Subpart IIII | 0 |  |  | BACT-PSD |  | U | 0 | U | 0 |  |  | 0 |  |  | 0 | 0 | N
LA-0323 | MONSANTO LULING PLANT | MONSANTO COMPANY | ST. CHARLES PARISH | LA | 70070 | USA | ENRIQUE WEHLEN | 9857858211 | ENRIGUE.WEHLEN@MONSANTO.COM | 6 | LA001 | LOUISIANA DEPARTMENT OF ENV QUALITY | MR. BRYAN D. JOHNSTON | (225)219-3450 | BRYAN.JOHNSTON@LA.GOV |  | PSD-LA-890 | 2879 | 325320 | 110067118274 | 09/21/2015 &nbsp;ACT | 01/09/2017 &nbsp;ACT | 2017-09-26 | 2018-05-11 | D | http://edms.deq.louisiana.gov/app/doc/view.aspx?doc=10460194&ob=yes | Chemical Manufacture | Dicamba Manufacturing Facility expansion project. | Fire Water Diesel Pump No. 3 Engine | 17.11 | Diesel Fuel | 600 | hp | Emergency engine with a limit of 100 hours/yr on operating hours for ready testing. | Nitrogen Oxides (NOx) | Unspecified | (InOrganic Compounds,Oxides of Nitrogen (NOx),Particulate Matter (PM)) | 10102 | P | Proper operation and limits on hours operation for emergency engines and compliance with 40 CFR 60 Subpart IIII | 0 |  |  | BACT-PSD | NSPS | U | 0 | U | 0 |  |  | 0 |  |  | 0 | 0 | N
LA-0323 | MONSANTO LULING PLANT | MONSANTO COMPANY | ST. CHARLES PARISH | LA | 70070 | USA | ENRIQUE WEHLEN | 9857858211 | ENRIGUE.WEHLEN@MONSANTO.COM | 6 | LA001 | LOUISIANA DEPARTMENT OF ENV QUALITY | MR. BRYAN D. JOHNSTON | (225)219-3450 | BRYAN.JOHNSTON@LA.GOV |  | PSD-LA-890 | 2879 | 325320 | 110067118274 | 09/21/2015 &nbsp;ACT | 01/09/2017 &nbsp;ACT | 2017-09-26 | 2018-05-11 | D | http://edms.deq.louisiana.gov/app/doc/view.aspx?doc=10460194&ob=yes | Chemical Manufacture | Dicamba Manufacturing Facility expansion project. | Fire Water Diesel Pump No. 4 Engine | 17.11 | Diesel Fuel | 600 | hp | Emergency Engine limited to 100 hours/yr for ready tests | Nitrogen Oxides (NOx) | Unspecified | (InOrganic Compounds,Oxides of Nitrogen (NOx),Particulate Matter (PM)) | 10102 | P | Proper operation and limits on hours of operation for emergency engines and compliance with 40 CFR 60 Subpart IIII | 0 |  |  | BACT-PSD | NSPS | U | 0 | U | 0 |  |  | 0 |  |  | 0 | 0 | N
MI-0394 | WARREN TECHNICAL CENTER | GENERAL MOTORS TECHNICAL CENTER-WARREN | MACOMB | MI |  | USA | CRAIG DUPREY | 248-343-7065 | CRAIG.T.DUPREY@GM.COM | 5 | MI001 | MICHIGAN DEPT OF ENVIRONMENTAL QUALITY | MS. CINDY SMITH | (517)284-6802 | SMITHC17@MICHIGAN.GOV | Permit Engineer: Jennifer Bixby. For permit related questions, please contact Ms. Bixby at 517-335-6978. | 160-11 | 3711 | 336211 | 26-099-00115 | 11/07/2011 &nbsp;ACT | 02/29/2012 &nbsp;ACT | 2012-07-27 | 2013-08-13 | B |  | Automotive research |  | Four (4) Emergency Generators | 17.11 | Diesel | 2280 | KW | Each generator is 2280 kW (3058 hp each). Standard generator sets. | Nitrogen Oxides (NOx) | Unspecified | (InOrganic Compounds,Oxides of Nitrogen (NOx),Particulate Matter (PM)) | 10102 | P | No add-on controls, but ignition timing retardation (ITR) is good design. Engines are tuned for low-NOx operation versus low CO operation. | 6.93 | G/KW-H | EACH GENERATOR ENGINE | BACT-PSD | NESHAP , NSPS , SIP , OPERATING PERMIT | N | 0 | N | 0 |  |  | 0 |  |  | 0 | 0 | N |  | No add-on controls were technically feasible for these emergency generators, so a cost analysis was not necessary.
MI-0394 | WARREN TECHNICAL CENTER | GENERAL MOTORS TECHNICAL CENTER-WARREN | MACOMB | MI |  | USA | CRAIG DUPREY | 248-343-7065 | CRAIG.T.DUPREY@GM.COM | 5 | MI001 | MICHIGAN DEPT OF ENVIRONMENTAL QUALITY | MS. CINDY SMITH | (517)284-6802 | SMITHC17@MICHIGAN.GOV | Permit Engineer: Jennifer Bixby. For permit related questions, please contact Ms. Bixby at 517-335-6978. | 160-11 | 3711 | 336211 | 26-099-00115 | 11/07/2011 &nbsp;ACT | 02/29/2012 &nbsp;ACT | 2012-07-27 | 2013-08-13 | B |  | Automotive research |  | Nine (9) DRUPS Emergency Generators | 17.11 | Diesel | 3010 | KW | Each emergency generator is 3010 kW each (4035 hp each). DRUPS stands for Diesel Rotary Uninterruptable Power supply system. The system provides for zero down-time in electrical energy supply at the onset of a power outage. The system stores energy in a fly-wheel that powers the generator until the diesel engine starts up. | Nitrogen Oxides (NOx) | Unspecified | (InOrganic Compounds,Oxides of Nitrogen (NOx),Particulate Matter (PM)) | 10102 | P | No add-on controls, but ignition timing retardation (ITR) is good design. Engines are tuned for low-NOx operation versus low CO operation. | 5.98 | G/KW-H | EACH GENERATOR ENGINE | BACT-PSD | NSPS , NESHAP , SIP , OPERATING PERMIT | N | 0 | N | 0 |  |  | 0 |  |  | 0 | 0 | N |  | No add-on controls were technically feasible for these emergency generators, so a cost analysis was not necessary.
MI-0395 | WARREN TECHNICAL CENTER | GENERAL MOTORS TECHNICAL CENTER--WARREN | MACOMB | MI | 48093-2350 | USA | CRAIG DUPREY | 248-343-7065 | CRAIG.T.DUPREY@GM.COM | 5 | MI001 | MICHIGAN DEPT OF ENVIRONMENTAL QUALITY | MS. CINDY SMITH | (517)284-6802 | SMITHC17@MICHIGAN.GOV | Please contact Jennifer Bixby, Permit Engineer, at 517-335-6978 for questions regarding this permit. | 160-11A | 3711 | 336211 | 26-099-00115 | 05/03/2012 &nbsp;ACT | 07/13/2012 &nbsp;ACT | 2012-10-02 | 2013-08-13 | B |  | Automotive research | PTI 160-11 permitted installation of 13 engines. After issuance, GM proposed to change 4 of the 13 generators. Because there was no two-year baseline of actual emissions, the entire 13-engine project required assessment for BACT. | Nine (9) DRUPS Emergency Generators | 17.11 | Diesel | 3010 | KW | Each generator is 3010 KW each (4035 hp each). DRUPS stands for Diesel Rotary Uninterruptable Power supply system. The system provides for zero down-time in electrical energy supply at the onset of a power outage. The system stores energy in a fly-wheel that powers the generator until the diesel engine starts up. | Nitrogen Oxides (NOx) | Unspecified | (InOrganic Compounds,Oxides of Nitrogen (NOx),Particulate Matter (PM)) | 10102 | P | No add-on controls, but ignition timing retardation (ITR) is good design. Engines are tuned for low-NOx operation versus low CO operation. | 5.98 | G/KW-H | EACH GENERATOR ENGINE | BACT-PSD | NSPS , NESHAP , SIP , OPERATING PERMIT | N | 0 | N | 0 |  |  | 0 |  |  | 0 | 0 | N |  | No add-on controls were technically feasible for these emergency generators, so a cost analysis was not necessary.
MI-0395 | WARREN TECHNICAL CENTER | GENERAL MOTORS TECHNICAL CENTER--WARREN | MACOMB | MI | 48093-2350 | USA | CRAIG DUPREY | 248-343-7065 | CRAIG.T.DUPREY@GM.COM | 5 | MI001 | MICHIGAN DEPT OF ENVIRONMENTAL QUALITY | MS. CINDY SMITH | (517)284-6802 | SMITHC17@MICHIGAN.GOV | Please contact Jennifer Bixby, Permit Engineer, at 517-335-6978 for questions regarding this permit. | 160-11A | 3711 | 336211 | 26-099-00115 | 05/03/2012 &nbsp;ACT | 07/13/2012 &nbsp;ACT | 2012-10-02 | 2013-08-13 | B |  | Automotive research | PTI 160-11 permitted installation of 13 engines. After issuance, GM proposed to change 4 of the 13 generators. Because there was no two-year baseline of actual emissions, the entire 13-engine project required assessment for BACT. | Four (4) Emergency Generators | 17.11 | Diesel | 2500 | KW | Each generator is 2500 KW (3634 hp each). Standard generator sets. | Nitrogen Oxides (NOx) | Unspecified | (InOrganic Compounds,Oxides of Nitrogen (NOx),Particulate Matter (PM)) | 10102 | P | No add-on control, but ignition timing retardation (ITR) is good design. Engines are tuned for low-NOx operation versus low CO operation. | 7.13 | G/KW-H | EACH GENERATOR ENGINE | BACT-PSD | NSPS , NESHAP , SIP , OPERATING PERMIT | N | 0 | N | 0 |  |  | 0 |  |  | 0 | 0 | N |  | No add-on controls were technically feasible for these emergency generators so a cost analysis was not necessary.
MI-0402 | SUMPTER POWER PLANT | WOLVERINE POWER SUPPLY COOPERATIVE INC. | WAYNE | MI | 48111 | USA | BRIAN WARNER | 231-775-5700 | BWARNER@WPSCI.COM | 5 | MI001 | MICHIGAN DEPT OF ENVIRONMENTAL QUALITY | MS. CINDY SMITH | (517)284-6802 | SMITHC17@MICHIGAN.GOV | Please contact permit engineer Julie Brunner at 517-373-7088 or brunnerj1@michigan.gov for questions related to this permit. Thank you. | 81-11 | 4911 | 221112 | 2616305315 | 05/27/2011 &nbsp;ACT | 11/17/2011 &nbsp;ACT | 2012-11-30 | 2016-05-04 | D |  | Utility--Natural gas fired combustion turbine | Other Facility Wide Pollutants not listed below: PM10 = 14.8 tpy PM2.5 = 14.8 tpy CO2e = 232,639 tpy | Diesel fuel-fired combustion engine (RICE) | 17.11 | Diesel | 732 | HP | Diesel fuel-fired engine for emergency. | Nitrogen Oxides (NOx) | Unspecified | (InOrganic Compounds,Oxides of Nitrogen (NOx),Particulate Matter (PM)) | 10102 | P | Good combustion practices | 4.85 | G/HP-H | TEST | BACT-PSD | NSPS , NESHAP , OTHER | N | 0 | N | 0 |  |  | 0 |  |  | 0 | 0 | N |  | Top ranking option
MI-0406 | RENAISSANCE POWER LLC | LS POWER DEVELOPMENT LLC | MONTCALM | MI | 48811 | USA | BRADLEY COOLEY | 636-534-3268 | BCOOLEY@LSPOWER.COM | 5 | MI001 | MICHIGAN DEPT OF ENVIRONMENTAL QUALITY | MS. CINDY SMITH | (517)284-6802 | SMITHC17@MICHIGAN.GOV | Please contact the permit engineer, Melissa Byrnes, at 517-284-6790 or at BYRNESM@michigan.gov for technical questions regarding this permit. Thank you. | 51-13 | 4911 | 221112 | 2611705287 | 07/13/2013 &nbsp;ACT | 11/01/2013 &nbsp;ACT | 2014-03-19 | 2016-07-07 | C |  | For technical questions regarding this permit, please contact the permit engineer, Melissa Byrnes, at 517-284-6790. Thank you. | Other facility-wide pollutants not listed below (tpy): PM10=211.19+ PM2.5=205.24+ Lead=0.0027+ CO2e=5,398,441+ Sulfuric Acid Mist=5.67+ | FG-EMGEN7-8; Two (2) 1,000kW diesel-fueled emergency reciprocating internal combustion engines | 17.11 | Diesel | 1000 | kW | 1,000 kW (1,502 hp) each; hours restriction = 500 hours each per year. | Nitrogen Oxides (NOx) | Unspecified | (InOrganic Compounds,Oxides of Nitrogen (NOx),Particulate Matter (PM)) | 10102 | P | Good combustion practices | 4.8 | G/B-HP-H | TEST PROTOCOL; EACH UNIT | BACT-PSD | SIP | N | 0 | N | 0 |  |  | 0 |  |  | 0 | 0 | N |  | The NOx limit of 4.8 g/bhp-hr applies to each unit.
MI-0418 | WARREN TECHNICAL CENTER | GENERAL MOTORS TECHNICAL CENTER - WARREN | MACOMB | MI | 48090 | USA | CRAIG DUPREY | 248-343-7065 | CRAIG.T.DUPREY@GM.COM | 5 | MI001 | MICHIGAN DEPT OF ENVIRONMENTAL QUALITY | MS. CINDY SMITH | (517)284-6802 | SMITHC17@MICHIGAN.GOV | Please contact Ms. Catherine Asselin at 517-284-6786, or at AsselinC@michigan.gov, for technical questions regarding this permit. Thank you. | 160-11B | 3711 | 336211 | 2609900115 | 12/03/2014 &nbsp;ACT | 01/14/2015 &nbsp;ACT | 2015-10-23 | 2016-07-06 | B |  | Automotive research | PTI 160-11 permitted installation of 13 engines. After issuance, GM proposed to change 4 of the 13 engines; therefore, PTI 160-11A was a re-permitting of the original project. It was realized later that the generator size was evaluated instead of the engine size for 9 of the 13 engines; therefore, PTI 160-11B re-permitted the 13 engine project again. The project underwent a BACT evaluation for each iteration. | FG-BACKUPGENS (Nine (9) DRUPS Emergency Engines) | 17.11 | Diesel | 3490 | KW | There are nine (9) DRUPS emergency engines identified as the following: EUDRUPS1, EUDRUPS2, EUDRUPS3, EUDRUPS4, EUDRUPS5, EUDRUPS6, EUDRUPS7, EUDRUPS8, EUDRUPS9 permitted within the flexible group that is identified as FG-BACKUPGENS. Each engine is 3490KW each. DRUPS stands for Diesel Rotary Uninterruptable Power supply system. The system provides for zero down-time in electrical energy supply at the onset of a power outage. The system stores energy in a fly-wheel that powers the generator until the diesel engine starts up. Two DRUP engines connect to one generator. | Nitrogen Oxides (NOx) | Unspecified | (InOrganic Compounds,Oxides of Nitrogen (NOx),Particulate Matter (PM)) | 10102 | P | No add-on controls, but injection timing retardation (ITR) is good design. Engines are tuned for low-NOx operation versus low CO operation. | 8 | G/KW-H | TEST PROTOCOL (LIMIT IS PER ENGINE) | BACT-PSD | NSPS , NESHAP , SIP , OPERATING PERMIT | N | 0 | U | 0 |  |  | 0 |  |  | 0 | 0 | N |  | The emission limit is for each DRUP engine. No add-on controls were technically feasible for these emergency engines, so a cost analysis was not necessary.
MI-0418 | WARREN TECHNICAL CENTER | GENERAL MOTORS TECHNICAL CENTER - WARREN | MACOMB | MI | 48090 | USA | CRAIG DUPREY | 248-343-7065 | CRAIG.T.DUPREY@GM.COM | 5 | MI001 | MICHIGAN DEPT OF ENVIRONMENTAL QUALITY | MS. CINDY SMITH | (517)284-6802 | SMITHC17@MICHIGAN.GOV | Please contact Ms. Catherine Asselin at 517-284-6786, or at AsselinC@michigan.gov, for technical questions regarding this permit. Thank you. | 160-11B | 3711 | 336211 | 2609900115 | 12/03/2014 &nbsp;ACT | 01/14/2015 &nbsp;ACT | 2015-10-23 | 2016-07-06 | B |  | Automotive research | PTI 160-11 permitted installation of 13 engines. After issuance, GM proposed to change 4 of the 13 engines; therefore, PTI 160-11A was a re-permitting of the original project. It was realized later that the generator size was evaluated instead of the engine size for 9 of the 13 engines; therefore, PTI 160-11B re-permitted the 13 engine project again. The project underwent a BACT evaluation for each iteration. | Four (4) emergency engines in FG-BACKUPGENS | 17.11 | Diesel | 2710 | KW | There are four (4) emergency engines identified as EUGENERATOR1, EUGENERATOR2, EUGENERATOR3, and EUGENERATOR4 in the flexible group identified in the permit as FG-BACKUPGENS. Each engine is 2710 KW. Two engines connect to one standard generator set. | Nitrogen Oxides (NOx) | Unspecified | (InOrganic Compounds,Oxides of Nitrogen (NOx),Particulate Matter (PM)) | 10102 | P | No add-on controls, but injection timing retardation (ITR) is good design. Engines are tuned for low-NOx operation versus low CO operation. | 7.13 | G/KW-H | TEST PROTOCOL (LIMIT IS PER ENGINE) | BACT-PSD | NSPS , NESHAP , SIP , OPERATING PERMIT | N | 0 | U | 0 |  |  | 0 |  |  | 0 | 0 | N |  | The emission limit is per engine. No add-on controls were technically feasible for these emergency engines so a cost analysis was not necessary.
MI-0421 | GRAYLING PARTICLEBOARD | ARAUCO NORTH AMERICA | CRAWFORD | MI | 49738 | USA | RICH WEBER | 803-431-2046 | RICH.WEBER@ARAUCO-NA.COM | 5 | MI001 | MICHIGAN DEPT OF ENVIRONMENTAL QUALITY | MS. CINDY SMITH | (517)284-6802 | SMITHC17@MICHIGAN.GOV | Please contact the permit engineer, Mr. Andrew Drury, at 517-284-6792 or at drurya@michigan.gov for technical questions related to the permit. Thank you. | 59-16 | 2493 | 321219 | Not Found | 06/30/2016 &nbsp;ACT | 08/26/2016 &nbsp;ACT | 2017-01-27 | 2017-07-20 | A |  | Particleboard manufacturing |  | Emergency Diesel Generator Engine (EUEMRGRICE in FGRICE) | 17.11 | Diesel | 500 | H/YR | One emergency diesel generator engine rated at 1600 kW (EUEMRGRICE in FGRICE). | Nitrogen Oxides (NOx) | Unspecified | (InOrganic Compounds,Oxides of Nitrogen (NOx),Particulate Matter (PM)) | 10102 | P | Certified engines, limited operating hours. | 22.6 | LB/H | TEST PROTOCOL WILL SPECIFY AVG TIME | BACT-PSD | SIP | N | 0 | N | 0 |  |  | 0 |  |  | 0 | 0 | N |  | Based on the limited hours of operation, the company concluded that add-on control would not be cost effective.
MI-0421 | GRAYLING PARTICLEBOARD | ARAUCO NORTH AMERICA | CRAWFORD | MI | 49738 | USA | RICH WEBER | 803-431-2046 | RICH.WEBER@ARAUCO-NA.COM | 5 | MI001 | MICHIGAN DEPT OF ENVIRONMENTAL QUALITY | MS. CINDY SMITH | (517)284-6802 | SMITHC17@MICHIGAN.GOV | Please contact the permit engineer, Mr. Andrew Drury, at 517-284-6792 or at drurya@michigan.gov for technical questions related to the permit. Thank you. | 59-16 | 2493 | 321219 | Not Found | 06/30/2016 &nbsp;ACT | 08/26/2016 &nbsp;ACT | 2017-01-27 | 2017-07-20 | A |  | Particleboard manufacturing |  | Dieself fire pump engine (EUFIREPUMP in FGRICE) | 17.11 | Diesel | 500 | H/YR | One diesel fire pump engine rated at 400 KW (identified as EUFIREPUMP in FGRICE). | Nitrogen Oxides (NOx) | Unspecified | (InOrganic Compounds,Oxides of Nitrogen (NOx),Particulate Matter (PM)) | 10102 | P | Certified engines, limited operating hours. | 3.53 | LB/H | TEST PROTOCOL WILL SPECIFY AVG TIME | BACT-PSD | SIP | N | 0 | N | 0 |  |  | 0 |  |  | 0 | 0 | N |  | Based on the limited hours of operation, the company concluded that add on control would not be cost effective.
MI-0423 | INDECK NILES, LLC | INDECK NILES, LLC | CASS | MI | 49120 | USA | MICHAEL DUBOIS | 847-520-3212 | MDUBOIS@INDECKENERGY.COM | 5 | MI001 | MICHIGAN DEPT OF ENVIRONMENTAL QUALITY | MS. CINDY SMITH | (517)284-6802 | SMITHC17@MICHIGAN.GOV | Please contact the permit engineer, Catherine Asselin at 517-284-6786, or at asselinc@michigan.gov, for technical questions regarding the permit. Thank you. | 75-16 | 4911 | 221112 | Not Found | 10/25/2016 &nbsp;ACT | 01/04/2017 &nbsp;ACT | 2017-06-02 | 2018-03-08 | A |  | Natural gas combined cycle power plant. | The permit includes equipment not entered into the RBLC due to a lack of emission limits or material limits; these include a cold cleaner, a number of space heaters, and two fuel tanks. | EUEMENGINE (Diesel fuel emergency engine) | 17.11 | Diesel Fuel | 22.68 | MMBTU/H | a 2,922 horsepower (HP) (2,179 kilowatts (kW)) diesel fueled emergency engine manufactured in 2011 or later and a displacement of <10 liters/cylinder. Restricted to 4 hours/day, except during emergency conditions and stack testing, and 500 hours/year on a 12-month rolling time period basis. | Nitrogen Oxides (NOx) | Unspecified | (InOrganic Compounds,Oxides of Nitrogen (NOx),Particulate Matter (PM)) | 10102 | P | Good combustion practices and meeting NSPS IIII requirements. | 6.4 | G/KW-H | TEST PROTOCOL WILL SPECIFY AVG TIME | BACT-PSD | NSPS , SIP | N | 0 | N | 0 |  |  | 0 |  |  | 0 | 0 | N |  | The limit is actually in &lsquo;&lsquo;NMHC + NOx&lsquo;&lsquo; (nonmethane hydrocarbon plus NOx), which is what is required in the NSPS.
MI-0425 | GRAYLING PARTICLEBOARD | ARAUCO NORTH AMERICA | CRAWFORD | MI | 49738 | USA | RICH WEBER | 803-431-2046 | RICH.WEBER@ARAUCO-NA.COM | 5 | MI001 | MICHIGAN DEPT OF ENVIRONMENTAL QUALITY | MS. CINDY SMITH | (517)284-6802 | SMITHC17@MICHIGAN.GOV | Please contact the permit engineer, Mr. Andrew Drury, at 517-284-6792 or at drurya@michigan.gov for technical questions regarding this permit. Thank you. | 59-16A | 2493 | 321219 | Not Found | 03/06/2017 &nbsp;ACT | 05/09/2017 &nbsp;ACT | 2017-08-02 | 2017-11-15 | A |  | Particleboard manufacturing. |  | EUEMRGRICE1 in FGRICE (Emergency diesel generator engine) | 17.11 | Diesel | 500 | H/YR | One emergency diesel generator engine rated at 1500 KW (EUEMRGRICE1 in FGRICE). | Nitrogen Oxides (NOx) | Unspecified | (InOrganic Compounds,Oxides of Nitrogen (NOx),Particulate Matter (PM)) | 10102 | P | Certified engines, limited operating hours. | 21.2 | LB/H | TEST PROTOCOL SHALL SPECIFY | BACT-PSD | SIP | N | 0 | N | 0 |  |  | 0 |  |  | 0 | 0 | N |  | Based on the limited hours of operation, the company concluded that add-on control would not be cost effective.
MI-0425 | GRAYLING PARTICLEBOARD | ARAUCO NORTH AMERICA | CRAWFORD | MI | 49738 | USA | RICH WEBER | 803-431-2046 | RICH.WEBER@ARAUCO-NA.COM | 5 | MI001 | MICHIGAN DEPT OF ENVIRONMENTAL QUALITY | MS. CINDY SMITH | (517)284-6802 | SMITHC17@MICHIGAN.GOV | Please contact the permit engineer, Mr. Andrew Drury, at 517-284-6792 or at drurya@michigan.gov for technical questions regarding this permit. Thank you. | 59-16A | 2493 | 321219 | Not Found | 03/06/2017 &nbsp;ACT | 05/09/2017 &nbsp;ACT | 2017-08-02 | 2017-11-15 | A |  | Particleboard manufacturing. |  | EUEMRGRICE2 in FGRICE (Emergency Diesel Generator Engine) | 17.11 | Diesel | 500 | H/YR | One emergency diesel generator engine rated at 1500 KW (EUEMRGRICE2 in FGRICE). | Nitrogen Oxides (NOx) | Unspecified | (InOrganic Compounds,Oxides of Nitrogen (NOx),Particulate Matter (PM)) | 10102 | P | Certified engines, limited operating hours | 4.4 | LB/H | TEST PROTOCOL SHALL SPECIFY | BACT-PSD | SIP | N | 0 | N | 0 |  |  | 0 |  |  | 0 | 0 | N |  | Based on the limited hours of operation, the company concluded that add-on control would not be cost effective.
MI-0425 | GRAYLING PARTICLEBOARD | ARAUCO NORTH AMERICA | CRAWFORD | MI | 49738 | USA | RICH WEBER | 803-431-2046 | RICH.WEBER@ARAUCO-NA.COM | 5 | MI001 | MICHIGAN DEPT OF ENVIRONMENTAL QUALITY | MS. CINDY SMITH | (517)284-6802 | SMITHC17@MICHIGAN.GOV | Please contact the permit engineer, Mr. Andrew Drury, at 517-284-6792 or at drurya@michigan.gov for technical questions regarding this permit. Thank you. | 59-16A | 2493 | 321219 | Not Found | 03/06/2017 &nbsp;ACT | 05/09/2017 &nbsp;ACT | 2017-08-02 | 2017-11-15 | A |  | Particleboard manufacturing. |  | EUFIREPUMP in FGRICE (Diesel fire pump engine) | 17.11 | Diesel | 500 | H/YR | One diesel fire pump engine rated at 400 KW (EUFIREPUMP in FGRICE). | Nitrogen Oxides (NOx) | Unspecified | (InOrganic Compounds,Oxides of Nitrogen (NOx),Particulate Matter (PM)) | 10102 | P | Certified engines. Limited operating hours. | 3.53 | LB/H | TEST PROTOCOL SHALL SPECIFY | BACT-PSD | SIP | N | 0 | N | 0 |  |  | 0 |  |  | 0 | 0 | N |  | Based on the limited hours of operation, the company concluded that add-on control would not be cost effective.
NV-0047 | NELLIS AIR FORCE BASE | 99 CIVIL ENGINEER SQUADRON OF USAF | CLARK | NV | 891555210 | USA | SHIMI MATHEW | 7026522548 |  | 9 | NV002 | CLARK CO. DEPT. OF AIR QUALITY | MR. SANTOSH MATHEW | (702)455-5942 | Mathew@ClarkCountyNV.gov | DAVID C. LEE, RBLC COORDINATOR, TEL: 702-455-1673 | 114 | 9711 | 928110 | 110027848319 | 09/26/2007 &nbsp;ACT | 02/26/2008 &nbsp;ACT | 2008-10-21 | 2008-10-21 | A |  | THE FACILITY IS A MILITARY INSTALLATION WITH A LARGE NUMBER OF PROCESSES SUPPORTING THE AIR FORCE'S OPERATIONS. | THIS REPORT IS BASED ON THE PERMIT ISSUED TO THE NELLIS AIR FORCE BASE FOR MODIFICATION 37, REVISION 2. THE FACILITY IS A MAJOR STATIONARY SOURCE FOR NITROGEN OXIDES. THE FACILITY IS LOCATED IN A NON-ATTAINMENT AREA FOR OZONE, PM-10, AND CARBON MONOXIDE. A FEW MINOR PROCESSES, WHICH WERE NOT REVIEWED IN THIS PERMITTING ACTION, ARE NOT INCLUDED IN THIS REPORT. A PART 70 PERMIT FOR THIS NEW MAJOR SOURCE IS YET TO BE ISSUED. | LARGE INTERNAL COMBUSTION ENGINES (&gt;500 HP) | 17.11 | DIESEL OIL |  |  | THE FACILITY HAS A TOTAL OF TEN (10) LARGE DIESEL GENERATORS, INCLUDING FOUR NEW ONES APPROVED IN THE PERMITTING ACTION. ALL OF THEM ARE SUBJECT TO THE LIMIT OF OPERATING TIME FOR TESTING AND MAINTENANCE FOR 90 HOURS PER YEAR. EMISSION UNIT G010 (ONAN GENERATOR, 1,350 HP) IS SELECTED TO SHOW THE BACT DETERMINATIONS. | Nitrogen Oxides (NOx) | Unspecified | (InOrganic Compounds,Oxides of Nitrogen (NOx),Particulate Matter (PM)) | 10102 | B | TURBOCHARGER AND AFTERCOOLER | 7.58 | G/B-HP-H |  | BACT-PSD | SIP , OPERATING PERMIT |  | 0 | N | 23.87 | LB/H |  | 7.58 | G/B-HP-H |  | 0 | 0 | N
NV-0049 | HARRAH'S OPERATING COMPANY, INC. | HARRAH'S OPERATING COMPANY, INC. | CLARK | NV | 891098969 | USA | TOM JENKIN | 7023675662 |  | 9 | NV002 | CLARK CO. DEPT. OF AIR QUALITY | MR. SANTOSH MATHEW | (702)455-5942 | Mathew@ClarkCountyNV.gov | RBLC COORDINATOR: DAVID C. LEE, TEL: (702) 455-1673 | 257 | 7011 | 721120 | UNKNOWN | 03/18/2009 &nbsp;EST | 08/20/2009 &nbsp;ACT | 2009-12-01 | 2009-12-01 | A |  | THE FACILITY CONSISTS OF SEVEN CONTIGUOUS HOTEL AND CASINO BUSINESSES OWNED AND OPERATED BY HARRAH'S OPERATING COMPANY, INC. BOILERS AND HEATERS ARE THE PRIMARY EMISSION UNITS. THE FACILITY IS A MAJOR SOURCE FOR NITROGEN OXIDES, A SYNTHETIC MINOR SOURCE FOR CARBON MONOXIDE, AND A MINOR SOURCE FOR ALL THE OTHER CRITERIA AIR POLLUTANTS. THE FACILITY IS LOCATED IN A NON-ATTAINMENT AREA FOR OZONE. | THE SEVEN INDIVIDUAL BUSINESSES THAT MAKE UP THIS CONSOLIDATED FACILITY ARE: HARRAH'S LAS VEGAS, FLAMINGO LAS VEGAS, BALLY'S LAS VEGAS, BILL'S GAMBLIN' HALL AND SALOON, CAESAR'S PALACE, PARIS CASINO RESORT, AND IMPERIAL PALACE. EACH ONE OF THEM HAD BEEN INDIVIDUALLY ISSUED A MINOR-SOURCE PERMIT PRIOR TO THE CONSOLIDATION IN 2005. EACH ONE OF THEM IS ADJACENT TO AT LEAST ONE OF THE OTHER BUSINESSES. THIS REPORT IS BASED ON THE AUTHORITY TO CONSTRUCT (ATC) PERMIT FOR MODIFICATION #12, REVISION #1 AND ITS TECHNICAL SUPPORT DOCUMENT. THE ATC PERMITS FOR MODIFICATIONS #13 AND #14 FOCUS NARROWLY ON ADDING SMALL EMISSION UNITS AT CAESARS PALACE AND PARIS CASINO RESORT RESPECTIVELY WITHOUT A COMPREHENSIVE ACCOUNT OF ALL THE EMISSION UNITS FOR THE MAJOR STATIONARY SOURCE. A PART 70 PERMIT HAS BEEN PROPOSED FOR PUBLIC NOTICE. DUE TO THE LARGE NUMBER OF EMISSION UNITS. THOSE WITH A POTENTIAL TO EMIT LESS THAN ONE TON PER YEAR FOR ANY POLLUTANT MAY BE SKIPPED. | LARGE INTERNAL COMBUSTION ENGINES (&gt;600 HP) - UNIT HA13 | 17.11 | DIESEL OIL | 1232 | HP | UNIT HA13 IS A MARATHON DIESEL GENERATOR AT HARRAH'S LAS VEGAS. ALL THE SEVEN (7) DIESEL GENERATORS AT HARRAH'S LAS VEGAS ARE FOR EMERGENCY USE ONLY. EACH ONE OF THEM IS SUBJECT TO THE SAME LIMIT OF OPERATING TIME FOR 2 HOURS PER DAY AND 36 HOURS PER YEAR. THE EMISSION LIMITS ARE CALCULATED BASED ON THE EMISSION FACTORS TAKEN FROM AP-42. | Nitrogen Oxides (NOx) | Unspecified | (InOrganic Compounds,Oxides of Nitrogen (NOx),Particulate Matter (PM)) | 10102 | P | THE UNIT IS EQUIPPED WITH A TURBOCHARGER. | 0.024 | LB/HP-H |  | BACT-PSD | SIP , OPERATING PERMIT |  | 0 | Y | 29.57 | LB/H |  | 0.024 | LB/HP-H |  | 0 | 0 | N
OH-0317 | OHIO RIVER CLEAN FUELS, LLC | OHIO RIVER CLEAN FUELS, LLC | COLUMBIANA | OH |  | USA | STEPHAN M. DOPUCH | 4402570054 | SDOPUCH@BAARDENERGY.COM | 5 | OH001 | OHIO ENVIRONMENTAL PROTECTION AGENCY | MR. DANA THOMPSON | 614-644-3701 | Dana.thompson@epa.ohio.gov |  | 02-22896 | 2869 | 325110 | UNKNOWN | 12/21/2007 &nbsp;ACT | 11/20/2008 &nbsp;ACT | 2008-11-28 | 2012-05-18 | A |  | COAL/BIOMASS-TO-LIQUIDS FACILITY. THE PRIMARY INDUSTRIAL PROCESSES: COAL/BIOMASS STORAGE AND HANDLING; COAL GASIFICATION; SYNGAS CLEANING (ACID GASS REMOVAL AND SULFUR RECOVERY PLANT); FISCHER-TROPSCH PROCESS (INDUSTRIAL ORGANIC CHEMICALS); PRODUCT UPGRADE PROCESS (SIMILAR TO PETROLEUM REFINING); LIQUID PRODUCT STORAGE &amp; LOADING; ELECTRIC POWER GENERATION (USE FOR ON SITE ONLY). BIOMASS IS RESTRICTED TO ONLY SAWDUST AND WOOD CHIPS. | NEW INDUSTRY, SIC AND NAICS CODE SELECTED BY FACILITY | EMERGENCY GENERATOR | 17.11 | DIESEL FUEL OIL | 2922 | HP | 2922 MAXIMUM HORSE POWER SUBJECT TO NSPS SUBPART IIII. WILL INSTALL NON-RESETTABLE HOUR METER PRIOR TO STARTUP PER 40 CFR 60.4209(A) DIESEL FUEL SHALL MEET THE REQUIREMENTS OF 40 CFR 80.510 AND 60.4207: SULFUR CONTENT OF 15 PPM MAXIMUM, CETANE INDEX OF 40 MINIMUM OR AROMATIC CONTENT OF 35 VOLUME % MAXIMUM | Nitrogen Oxides (NOx) | Unspecified | (InOrganic Compounds,Oxides of Nitrogen (NOx),Particulate Matter (PM)) | 10102 | P | GOOD COMBUSTION PRACTICES, GOOD ENGINE DESIGN, IGNITION TIMING RETARD, TURBOCHARGER, AND LOW-TEMPERATURE AFTERCOOLER | 26.47 | LB/H |  | BACT-PSD | NSPS , SIP | U | 0 | N | 6.61 | T/YR | PER ROLLING 12-MONTH PERIOD | 6.4 | G/KW-H | FOR NMHC AND NOX COMBINED 95% NOX | 0 | 0 | N |  | 6.4 G/KW-H FOR NON-METHANE HYDROCARBONS AND NOX COMBINED LIMIT FROM PART 89, SECTION 112; 95% CONSIDERED NOX IN HOURLY LIMIT CALCULATION SUBJECT TO NSPS SUBPART IIII
OH-0352 | OREGON CLEAN ENERGY CENTER | ARCADIS, US, INC. | LUCAS | OH | 43616 | USA | LYNN GRESOCK | 978-322-4520 | LYNN.GRESOCK@ARCADIS-US.CO | 5 | OH001 | OHIO ENVIRONMENTAL PROTECTION AGENCY | MR. DANA THOMPSON | 614-644-3701 | Dana.thompson@epa.ohio.gov |  | P0110840 | 4931 | 221112 | 110064669737 | 04/03/2013 &nbsp;ACT | 06/18/2013 &nbsp;ACT | 2013-07-15 | 2016-05-04 | A |  | 799 Megawatt Combined Cycle Combustion Turbine Power Plant | The permit is set up to install either 2 Mitsubishi M501 GAC units or 2 Siemens SGT-8000H units, not both; with dedicated heat recovery steam generators (HRSG), steam turbine generator, and electric generator. | Emergency generator | 17.11 | diesel | 2250 | KW | Emergency diesel fired generator restricted to 500 hours of operation per rolling 12-months. | Nitrogen Oxides (NOx) | EPA/OAR Mthd 7E | (InOrganic Compounds,Oxides of Nitrogen (NOx),Particulate Matter (PM)) | 10102 | P | Purchased certified to the standards in NSPS Subpart IIII | 27.8 | LB/H |  | BACT-PSD | NSPS , OPERATING PERMIT | U | 0 | U | 6.95 | T/YR | PER ROLLING 12-MONTHS | 0 |  | SEE NOTES | 0 | 0 | N |  | Additional limits: 5.61 g NOx/kW-H; and 6.4 g NMHC + NOx/kW-hr, the standard from Subpart IIII. Method 7E if required.
OK-0128 | MID AMERICAN STEEL ROLLING MILL | MID AMERICAN STEEL AND WIRE COMPANY | MARSHALL | OK | 73446 | USA |  |  |  | 6 | OK001 | OKLAHOMA DEPARTMENT OF ENVIRONMENTAL QUALITY | MR. LEE WARDEN | (405)702-4182 | LEE.WARDEN@DEQ.OK.GOV |  | 2003-106-C(M-1) PSD | 3312 | 331111 | 110022524062 | 03/26/2008 &nbsp;ACT | 09/08/2008 &nbsp;ACT | 2008-12-31 | 2010-12-17 | B |  | THE FACILITY WAS CONSTRUCTED UNDER PERMIT NO. 2003-106-C ISSUED MARCH 25, 2003, AND IS CURRENTLY OPERATED UNDER PERMIT NO. 2003-106-O ISSUED JANUARY 3, 2005. THE FACILITY CURRENTLY OPERATES A SINGLE 74 MMBTUH GAS-FIRED FURNACE FOR SOFTENING STEEL BILLETS SO THAT THEY CAN BE DRAWN IN TO WIRE. | MID AMERICAN PROPOSES TO INSTALL TWO ELECTRIC ARC STEEL MELTING FURNACES. THE FURNACES WERE FABRICATED IN 2000 FOR INSTALLATION AT ANOTHER COMPANY SITE THAT WAS NOT CONSTRUCTED, THE PROPOSED GRIFFIN WHEEL PLANT AT TULSA. THE PROPOSED FURNACES WILL BE CAPABLE OF PRODUCING A TOTAL OF APPROXIMATELY 80 TONS/HR (640,000 TONS PER YEAR) OF Â¿BILLETÂ¿ Â¿ (BAR-SHAPED INGOTS) STEEL. THE STEEL MAY BE USED ON-SITE IN THE EXISTING WIRE PRODUCTION UNIT OR SOLD TO OTHER MILLS. | Emergency Generator | 17.11 | No. 2 diesel | 1200 | HP |  | Nitrogen Oxides (NOx) | Unspecified | (InOrganic Compounds,Oxides of Nitrogen (NOx),Particulate Matter (PM)) | 10102 | P | 500 hours per year operations | 15.6 | LB/H |  | BACT-PSD | SIP | U | 0 | U | 3.9 | T/YR |  | 0 |  |  | 0 | 0 | N |  | NSPS Subpart IIII and MACT Subpart ZZZZ potentially applicable.
OK-0129 | CHOUTEAU POWER PLANT | ASSOCIATED ELECTRIC COOPERATIVE INC | MAYES | OK | 74362 | USA |  |  |  | 6 | OK001 | OKLAHOMA DEPARTMENT OF ENVIRONMENTAL QUALITY | MR. LEE WARDEN | (405)702-4182 | LEE.WARDEN@DEQ.OK.GOV |  | 2007-115-C(M-1)PSD | 4911 | 221112 | 4009700017 | 06/19/2008 &nbsp;ACT | 01/23/2009 &nbsp;ACT | 2009-11-20 | 2010-02-18 | B |  |  |  | EMERGENCY DIESEL GENERATOR (2200 HP) | 17.11 | LOW SULFUR DIESEL | 2200 | HP |  | Nitrogen Oxides (NOx) | Unspecified | (InOrganic Compounds,Oxides of Nitrogen (NOx),Particulate Matter (PM)) | 10102 | N |  | 23.15 | LB/H |  | BACT-PSD | NSPS | U | 0 | U | 6.4 | G/KW-H | NSPS | 0 |  |  | 0 | 0 | N
OK-0145 | BROKEN BOW OSB MILL | HUBER ENGINEERED WOODS LLC | MCCURTAIN | OK | 74728 | USA | RICKY FRANKLIN | 580-584-7000 | RICKY.FRANKLIN@HUBER.COM | 6 | OK001 | OKLAHOMA DEPARTMENT OF ENVIRONMENTAL QUALITY | MR. LEE WARDEN | (405)702-4182 | LEE.WARDEN@DEQ.OK.GOV |  | 2003-099-C(M-3)PSD | 2493 | 321219 | Not Found | 03/07/2007 &nbsp;ACT | 06/25/2012 &nbsp;ACT | 2014-06-13 | 2018-05-11 | C |  | Oriented Strand Board (OSB) Mill includes the OSB pressing operation (press), the wood strand drying operation (drying) and two 150 million BTU per hour (MMBtu/Hr) wood fired furnaces that supply heat for the drying process. | FRS Entered as &lsquo;&lsquo;089-00015&lsquo;&lsquo;. Too short for a FRS. Huber Engineered Woods, LLC is seeking to increase their permitted hourly and annual production rates and also requests the capability to use another resin, melamine urea phenol formaldehyde (MUPF) to provide operational flexibility in variable market conditions. | Emerg Diesel Gen, Fire Pump, Rail Steam Gen, Air Makeup Units | 17.11 | Diesel | 0 |  | Also some activity that is 19.600 | Nitrogen Oxides (NOx) | Unspecified | (InOrganic Compounds,Oxides of Nitrogen (NOx),Particulate Matter (PM)) | 10102 | N |  | 0 |  |  | BACT-PSD | N/A | U | 0 | U | 0 |  |  | 0 |  |  | 0 | 0 | N |  | Also CO, VOC, and SO2. Equipment design and limitation on hours of operation
OK-0154 | MOORELAND GENERATING STA | WESTERN FARMERS ELECTRIC COOPERATIVE | WOODWARD | OK | 73852 | USA | GERALD BUTCHER | 405-247-4341 | G_BUTCHER@WFEC.COM | 6 | OK001 | OKLAHOMA DEPARTMENT OF ENVIRONMENTAL QUALITY | MR. LEE WARDEN | (405)702-4182 | LEE.WARDEN@DEQ.OK.GOV |  | 2008-302-C(M-1)PSD | 4911 | 221112 | 153-00002 | 08/22/2012 &nbsp;ACT | 07/02/2013 &nbsp;ACT | 2014-06-18 | 2016-07-29 | B |  | WFEC operates the Mooreland Generating Station to generate wholesale electricity which is transmitted over WFECâ€™s system. The facility was originally constructed in 1963. The electricity is sold in rural areas of approximately 3/4 of the state of Oklahoma and part of New Mexico. The Mooreland Generating Station currently consists of three high-pressure boilers that burn locally-produced natural gas. The three high-pressure boilers used to generate electricity and the auxiliary boiler used to heat the facility were constructed before May 31, 1972, and are considered â€œgrandfatheredâ€ from construction permitting requirements. | WFEC submitted a Prevention of Significant Deterioration (PSD) construction permit application for the proposed addition of a combined-cycle combustion turbine and associated support equipment to the existing Mooreland Generating Station | DIESEL-FIRED EMERGENCY GENERATOR ENGINE | 17.11 | DIESEL | 1341 | HP | <100 HR/YR OPERATION. | Nitrogen Oxides (NOx) | Unspecified | (InOrganic Compounds,Oxides of Nitrogen (NOx),Particulate Matter (PM)) | 10102 | P | COMBUSTION CONTROL | 0.011 | LB/HP-HR |  | BACT-PSD | NSPS | U | 0 | U | 0 |  |  | 0 |  |  | 0 | 0 | N
PR-0009 | ENERGY ANSWERS ARECIBO PUERTO RICO RENEWABLE ENERGY PROJECT | ENERGY ANSWERS ARECIBO, LLC | ARECIBO | PR |  | USA | MARK GREEN | (347)-351-5248 |  | 2 | OT003 | EPA REGION II | MR. FRANK JON | (212)637-4085 | jon.frank@epa.gov | Ms. Viorica Petriman petriman.viorica@epa.gov | R2-PSD 1 | 4953 | 221119 | FRL-9911-10-Region 2 | 11/11/2012 &nbsp;ACT | 04/10/2014 &nbsp;ACT | 2014-10-14 | 2016-05-05 | A |  | Energy Answers Arecibo is a new resource recovery facility capable of producing up to 77 megawatts (MW) of electrical power while combusting municipal solid waste, as the primary fuel. | This is a PSD permit for a new/greenfield facility. | Emergency Diesel Generator | 17.11 | ULSD Fuel oil # 2 | 0 |  | Emergency Generator is rated at 670 BHP and is limited to 500 hr per year (emergency and testing and maintenance, combined) | Nitrogen Oxides (NOx) | Unspecified | (InOrganic Compounds,Oxides of Nitrogen (NOx),Particulate Matter (PM)) | 10102 | N |  | 2.85 | G/B-HP-H |  | BACT-PSD |  | U | 0 | U | 4.2 | LB/H |  | 0 |  |  | 0 | 0 | N
SC-0113 | PYRAMAX CERAMICS, LLC | PYRAMAX CERAMICS, LLC | ALLENDALE | SC | 29810 | USA | RICHARD DERBAWKA | 7705690079 | R.DERBAWKA@PYRAMAXCERAMICS.COM | 4 | SC001 | SOUTH CAROLINA DEPT OF HEALTH & ENV CTRL, BUREAU OF AIR QUALITY | MS. ALYSON HAYES | (803)898-3836 | camitdr@dhec.sc.gov | GEORGE S. ROBINSON (803) 898-4123 | 0160-0023 | 3295 | 327992 | Not Available | 09/16/2011 &nbsp;ACT | 02/08/2012 &nbsp;ACT | 2012-05-09 | 2012-10-17 | A |  | PYRAMAX CERAMICS PLANS TO CONSTRUCT A MANUFACTURING FACILITY FOR THE PRODUCTION OF PROPPANT BEADS FOR USE IN THE OIL AND GAS INDUSTRY. THE MAJOR RAW MATERIAL IS CLAY. THE CLAY IS MIXED WITH CHEMICALS AND THEN FIRED IN A KILN TO PRODUCE CERAMIC BEADS. INITIAL CONSTRUCTION PERMIT FOR A GREENFIELD FACILITY. | INITIAL CONSTRUCTION PERMIT FOR A GREENFIELD FACILITY. | EMERGENCY GENERATORS 1 THRU 8 | 17.11 | DIESEL | 757 | HP | THE CONSTRUCTION PERMIT AUTHORIZES THE CONSTRUCTION OF EIGHT (8) IDENTICAL EMERGENCY GENERATORS. THIS PROCESS AND POLLUTANT INFORMATION IS FOR ONE SINGLE EMERGENCT GENERATOR. | Nitrogen Oxides (NOx) | Unspecified | (InOrganic Compounds,Oxides of Nitrogen (NOx),Particulate Matter (PM)) | 10102 | P | ENGINES MUST BE CERTIFIED TO COMPLY WITH NSPS, SUBPART IIII. | 4 | GR/KW-H |  | BACT-PSD | NSPS | Y | 0 | N | 0 |  |  | 0 |  |  | 0 | 0 | N |  | FACILITY MUST PURCHASE ENGINES CERTIFIED BY THE MANUFACTURER TO COMPLY WITH NSPS, SUBPART IIII. THE FACILITY SHALL MAINTAIN RECORDS TO SHOW COMPLIANCE WITH NSPS, SUBPART IIII.
SC-0114 | GP ALLENDALE LP | GP ALLENDALE LP | ALLENDALE | SC | 29827 | USA | STEPHEN B. ELLINGSON, PHD | 4046525423 | SBELLING@GAPAC.COM | 4 | SC001 | SOUTH CAROLINA DEPT OF HEALTH & ENV CTRL, BUREAU OF AIR QUALITY | MS. ALYSON HAYES | (803)898-3836 | camitdr@dhec.sc.gov | JAMES M. MYERS 803-898-4123 | 0160-0020-CB | 2493 | 321219 | 110033180171 | 01/10/2008 &nbsp;ACT | 11/25/2008 &nbsp;ACT | 2012-06-05 | 2012-10-16 | A |  | GP PRODUCES ORIENTED STRAND BOARD (OSB). FACILITY WAS ORIGINALLY PERMITTED AS A SYNTHETIC MINOR FACILITY AND BEGAN CONSTRUCTION. IT WAS DISCOVERED THROUGH SOURCE TESTING THAT FACILITY HAD MAJOR PSD SOURCE EMISSIONS. | FACILITY WAS ORIGINALLY PERMITTED AS A SYNTHETIC MINOR FACILITY AND BEGAN CONSTRUCTION. IT WAS DISCOVERED THROUGH SOURCE TESTING THAT FACILITY HAD MAJOR PSD SOURCE EMISSIONS. | FIRE WATER DIESEL PUMP | 17.11 | DIESEL | 525 | HP | THE FIRE PUMP IS OPERATED INTERMITTENTLY FOR TESTING OR EMERGENCY PURPOSES. THE DIESEL FIRE PUMP IS LIMITED TO 500 HOURS OF OPERATION/YR. | Nitrogen Oxides (NOx) | Unspecified | (InOrganic Compounds,Oxides of Nitrogen (NOx),Particulate Matter (PM)) | 10102 | P | TUNE-UPS AND INSPECTIONS WILL BE PERFORMED AS OUTLINED IN THE GOOD MANAGEMENT PRACTICE PLAN. | 5.9 | LB/H |  | BACT-PSD |  | U | 0 | U | 1.47 | T/YR |  | 0 |  |  | 0 | 0 | N |  | ANNUAL EMISSIONS FROM THE DIESEL FIRE PUMP ARE BASED ON AN OPERATIONAL LIMIT OF 500 HR/YR.
SC-0114 | GP ALLENDALE LP | GP ALLENDALE LP | ALLENDALE | SC | 29827 | USA | STEPHEN B. ELLINGSON, PHD | 4046525423 | SBELLING@GAPAC.COM | 4 | SC001 | SOUTH CAROLINA DEPT OF HEALTH & ENV CTRL, BUREAU OF AIR QUALITY | MS. ALYSON HAYES | (803)898-3836 | camitdr@dhec.sc.gov | JAMES M. MYERS 803-898-4123 | 0160-0020-CB | 2493 | 321219 | 110033180171 | 01/10/2008 &nbsp;ACT | 11/25/2008 &nbsp;ACT | 2012-06-05 | 2012-10-16 | A |  | GP PRODUCES ORIENTED STRAND BOARD (OSB). FACILITY WAS ORIGINALLY PERMITTED AS A SYNTHETIC MINOR FACILITY AND BEGAN CONSTRUCTION. IT WAS DISCOVERED THROUGH SOURCE TESTING THAT FACILITY HAD MAJOR PSD SOURCE EMISSIONS. | FACILITY WAS ORIGINALLY PERMITTED AS A SYNTHETIC MINOR FACILITY AND BEGAN CONSTRUCTION. IT WAS DISCOVERED THROUGH SOURCE TESTING THAT FACILITY HAD MAJOR PSD SOURCE EMISSIONS. | DIESEL EMERGENCY GENERATOR | 17.11 | DIESEL | 1400 | HP | THE EMERGENCY GENERATOR IS OPERATED INTERMITTENTLY FOR TESTING OR EMERGENCY PURPOSES. | Nitrogen Oxides (NOx) | EPA/OAR Mthd 7E | (InOrganic Compounds,Oxides of Nitrogen (NOx),Particulate Matter (PM)) | 10102 | N |  | 11.41 | LB/H |  | BACT-PSD |  |  | 0 |  | 2.85 | T/YR |  | 0 |  |  | 0 | 0 | N
SC-0115 | GP CLARENDON LP | GP CLARENDON LP | CLARENDON | SC | 29102 | USA | STEPHEN B. ELLINGSON, PHD | SYSNULL | SBELLING@GAPAC.COM | 4 | SC001 | SOUTH CAROLINA DEPT OF HEALTH & ENV CTRL, BUREAU OF AIR QUALITY | MS. ALYSON HAYES | (803)898-3836 | camitdr@dhec.sc.gov | JAMES M. MYERS 803-898-4123 | 0680-0046-CB | 2493 | 321219 | 110040507742 | 02/25/2008 &nbsp;ACT | 02/10/2009 &nbsp;ACT | 2012-06-05 | 2012-10-16 | A |  | GP PRODUCES ORIENTED STRAND BOARD (OSB). FACILITY WAS ORIGINALLY PERMITTED AS A SYNTHETIC MINOR FACILITY AND BEGAN CONSTRUCTION. SISTER FACILITY IN ALLENDALE BEGAN OPERATION BEFORE CLARENDON CONSTRUCTION WAS COMPLETE. IT WAS DISCOVERED THROUGH SOURCE TESTING THAT THE ALLENDALE FACILITY HAD MAJOR PSD SOURCE EMISSIONS. CONSTRUCTION ON CLARENDON HAD STOPPED AND HAS NOT BEEN COMPLETED AS OF MAY 2012. PSD CONSTRUCTION PERMIT WAS ISSUED TO CLARENDON ALSO. | FACILITY WAS ORIGINALLY PERMITTED AS A SYNTHETIC MINOR FACILITY AND BEGAN CONSTRUCTION. SISTER FACILITY IN ALLENDALE BEGAN OPERATION BEFORE CLARENDON CONSTRUCTION WAS COMPLETE. IT WAS DISCOVERED THROUGH SOURCE TESTING THAT THE ALLENDALE FACILITY HAD MAJOR PSD SOURCE EMISSIONS. CONSTRUCTION ON CLARENDON HAD STOPPED AND HAS NOT BEEN COMPLETED AS OF MAY 2012. PSD CONSTRUCTION PERMIT WAS ISSUED TO CLARENDON ALSO. | FIRE WATER DIESEL PUMP | 17.11 | DIESEL | 525 | HP | THE FIRE PUMP IS OPERATED INTERMITTENTLY FOR TESTING OR EMERGENCY PURPOSES. | Nitrogen Oxides (NOx) | EPA/OAR Mthd 7E | (InOrganic Compounds,Oxides of Nitrogen (NOx),Particulate Matter (PM)) | 10102 | P | TUNE-UPS AND INSPECTIONS WILL BE PERFORMED AS OUTLINED IN THE GOOD MANAGEMENT PRACTICE PLAN. | 5.9 | LB/H |  | BACT-PSD |  |  | 0 |  | 1.47 | T/YR |  | 0 |  |  | 0 | 0 | N |  | ANNUAL EMISSIONS FROM THE DIESEL FIRE PUMP ARE BASED ON AN OPERATIONAL LIMIT OF 500 HR/YR.
SC-0115 | GP CLARENDON LP | GP CLARENDON LP | CLARENDON | SC | 29102 | USA | STEPHEN B. ELLINGSON, PHD | SYSNULL | SBELLING@GAPAC.COM | 4 | SC001 | SOUTH CAROLINA DEPT OF HEALTH & ENV CTRL, BUREAU OF AIR QUALITY | MS. ALYSON HAYES | (803)898-3836 | camitdr@dhec.sc.gov | JAMES M. MYERS 803-898-4123 | 0680-0046-CB | 2493 | 321219 | 110040507742 | 02/25/2008 &nbsp;ACT | 02/10/2009 &nbsp;ACT | 2012-06-05 | 2012-10-16 | A |  | GP PRODUCES ORIENTED STRAND BOARD (OSB). FACILITY WAS ORIGINALLY PERMITTED AS A SYNTHETIC MINOR FACILITY AND BEGAN CONSTRUCTION. SISTER FACILITY IN ALLENDALE BEGAN OPERATION BEFORE CLARENDON CONSTRUCTION WAS COMPLETE. IT WAS DISCOVERED THROUGH SOURCE TESTING THAT THE ALLENDALE FACILITY HAD MAJOR PSD SOURCE EMISSIONS. CONSTRUCTION ON CLARENDON HAD STOPPED AND HAS NOT BEEN COMPLETED AS OF MAY 2012. PSD CONSTRUCTION PERMIT WAS ISSUED TO CLARENDON ALSO. | FACILITY WAS ORIGINALLY PERMITTED AS A SYNTHETIC MINOR FACILITY AND BEGAN CONSTRUCTION. SISTER FACILITY IN ALLENDALE BEGAN OPERATION BEFORE CLARENDON CONSTRUCTION WAS COMPLETE. IT WAS DISCOVERED THROUGH SOURCE TESTING THAT THE ALLENDALE FACILITY HAD MAJOR PSD SOURCE EMISSIONS. CONSTRUCTION ON CLARENDON HAD STOPPED AND HAS NOT BEEN COMPLETED AS OF MAY 2012. PSD CONSTRUCTION PERMIT WAS ISSUED TO CLARENDON ALSO. | DIESEL EMERGENCY GENERATOR | 17.11 | DIESEL | 1400 | HP | THE EMERGENCY GENERATOR IS OPERATED INTERMITTENTLY FOR TESTING OR EMERGENCY PURPOSES. THE DIESEL EMERGENCY GENERATOR IS LIMITED TO 500 HOURS OF OPERATION PER YEAR. | Nitrogen Oxides (NOx) | EPA/OAR Mthd 7E | (InOrganic Compounds,Oxides of Nitrogen (NOx),Particulate Matter (PM)) | 10102 | P | TUNE-UPS AND INSPECTIONS WILL BE PERFORMED AS OUTLINED IN THE GOOD MANAGEMENT PRACTICE PLAN. | 11.41 | LB/H |  | BACT-PSD |  |  | 0 |  | 2.85 | T/YR |  | 0 |  |  | 0 | 0 | N |  | ANNUAL EMISSIONS FROM THE DIESEL EMERGENCY GENERATOR ARE BASED ON AN OPERATIONAL LIMIT OF 500 HR/YR.
WV-0025 | MOUNDSVILLE COMBINED CYCLE POWER PLANT | MOUNDSVILLE POWER, LLC | MARSHALL | WV | 26041 | USA | JON WILLIAMS | 716-856-3333 | JMWILLIAMS@MOUNDSVILLE-POWER.COM | 3 | WV001 | WEST VIRGINIA DEPT. OF ENVRIONMENTAL PROTECTION; DIV. OF AIR QUALITY | MR. JOE KESSLER, PE | (304)926-0499X1219 | Joseph.r.kessler@wv.gov | Permit Writer: Mr. Steve Pursley, PE WV Division of Air Quality 304-926-0499 x1218 | R14-0030 | 4911 | 221112 | Not Found | 05/14/2014 &nbsp;ACT | 11/21/2014 &nbsp;ACT | 2015-01-05 | 2018-05-01 | U |  | Nominal 549 mW(output) natural gas-fired combined cycle power plant. |  | Emergency Generator | 17.11 | Diesel | 2015.7 | HP | Nominal 1,500 kW. Limited to 100 hours/year. | Nitrogen Oxides (NOx) | Unspecified | (InOrganic Compounds,Oxides of Nitrogen (NOx),Particulate Matter (PM)) | 10102 | N |  | 0 |  |  | BACT-PSD | NSPS | U | 0 | U | 0 |  |  | 4.8 | G/HP-HR | NMHC + NOX | 0 | 0 | N
WV-0027 | INWOOD | KNAUF INSULATION INC. | BERKELEY | WV | 25428 | USA | CHRISTOPHER MARHIN | 317-421-8561 | CHRIS.MAHIN@KNAUFINSULATION.COM | 3 | WV001 | WEST VIRGINIA DEPT. OF ENVRIONMENTAL PROTECTION; DIV. OF AIR QUALITY | MR. JOE KESSLER, PE | (304)926-0499X1219 | Joseph.r.kessler@wv.gov | Permit Writer: Mr. Ed Andrews 304-926-0499 x1214 | R14-0015M | 3296 | 327993 | 110064365306 | 03/13/2017 &nbsp;ACT | 09/15/2017 &nbsp;ACT | 2017-12-07 | 2018-05-01 | C | http://dep.wv.gov/daq/Documents/September 2017 Permits and Evals/003-00027_PERM_R14-0015M.pdf | Insulation Manufacturing Facility |  | Emergency Generator - ESDG14 | 17.11 | ULSD | 900 | bhp | Used to supply power to the facility in the event of power loss | Nitrogen Oxides (NOx) | Unspecified | (InOrganic Compounds,Oxides of Nitrogen (NOx),Particulate Matter (PM)) | 10102 | P | Engine Design | 4.77 | G/HP-HR |  | BACT-PSD | NSPS , MACT | U | 0 | U | 0 |  |  | 0 |  |  | 0 | 0 | N |  | Engine is limited to 100 hours of non-emergency use per year.
WY-0070 | CHEYENNE PRAIRIE GENERATING STATION | BLACK HILLS POWER, INC. | LARAMIE | WY | 82009 | USA | TIM ROGERS | (605) 721-2286 | TIM.ROGERS@BLACKHILLSCORP.COM | 8 | WY001 | WYOMING AIR QUAL DIVISION, AIR QUALITY | MR. ANDREW KEYFAUVER | (307)777-7340 | andrew.keyfauver@wyo.gov |  | CT-12636 | 491 | 221112 | Not Found | 03/01/2012 &nbsp;ACT | 08/28/2012 &nbsp;ACT | 2012-08-23 | 2018-05-11 | A |  | A nominal 220 megawatt (MW) gross electrical facility. The station is to consist of five (5) 40 MW GE LM6000 combustion turbine generators with two (2) of the turbines operating in combined cycle mode for an additional 20 MW in generation. |  | Diesel Emergency Generator (EP15) | 17.11 | Ultra Low Sulfur Diesel | 839 | hp |  | Nitrogen Oxides (NOx) | EPA/OAR Mthd 7E | (InOrganic Compounds,Oxides of Nitrogen (NOx),Particulate Matter (PM)) | 10102 | P | EPA Tier 2 rated | 0 |  |  | BACT-PSD | NSPS | N | 0 | U | 0 |  |  | 0 |  |  | 0 | 0 | N |  | limited to 500 hours of non-emergency operation per calendar year
IA-0095 | TATE & LYLE INDGREDIENTS AMERICAS, INC. |  | WEBSTER | IA | 50501 | USA | JOHN DENT | 2174212655 | JOHN.DENT@TATEANDLYLE.COM | 7 | IA001 | IOWA DEPARTMENT OF NATURAL RESOURCES AIR QUALITY | MR. GARY SMITH | (515) 725-9563 | GARY.SMITH@DNR.IOWA.GOV |  | PROJECT 08-126 | 2046 | 111150 | UNKNOWN | 07/01/2008 &nbsp;EST | 09/19/2008 &nbsp;ACT | 2008-09-29 | 2009-01-30 | A |  | CORN WET MILL |  | EMERGENCY GENERATOR | 17.11 | DIESEL | 700 | KW |  | Particulate Matter (PM) | Unspecified | (Particulate Matter (PM)) | PM | N |  | 0.2 | G/KW-H | AVERAGE OF THREE STACK TEST RUNS | BACT-PSD | NSPS | U | 0 | U | 0.08 | T/YR | 12-MONTH ROLLING TOTAL | 0 |  |  | 0 | 0 | N |  | PM LIMIT INCLUDES BOTH FILTERABLE AND CONDENSABLE PARTICULATE MATTER.
IA-0095 | TATE & LYLE INDGREDIENTS AMERICAS, INC. |  | WEBSTER | IA | 50501 | USA | JOHN DENT | 2174212655 | JOHN.DENT@TATEANDLYLE.COM | 7 | IA001 | IOWA DEPARTMENT OF NATURAL RESOURCES AIR QUALITY | MR. GARY SMITH | (515) 725-9563 | GARY.SMITH@DNR.IOWA.GOV |  | PROJECT 08-126 | 2046 | 111150 | UNKNOWN | 07/01/2008 &nbsp;EST | 09/19/2008 &nbsp;ACT | 2008-09-29 | 2009-01-30 | A |  | CORN WET MILL |  | FIRE PUMP ENGINE | 17.11 | DIESEL | 575 | HP |  | Particulate Matter (PM) | Unspecified | (Particulate Matter (PM)) | PM | N |  | 0.2 | G/KW-H | AVERAGE OF THREE STACK TEST RUNS | BACT-PSD | NSPS | U | 0 | U | 0.05 | T/YR | 12-MONTH ROLLING TOTAL | 0 |  |  | 0 | 0 | N |  | PM LIMIT INCLUDES BOTH FILTERABLE AND CONDENSABLE PARTICULATE MATTER.
ID-0017 | POWER COUNTY ADVANCED ENERGY CENTER | SOUTHEAST IDAHO ENERGY, LLC | POWER | ID | 83211 | USA | TOM HORNYAK | 3039534297 | T.HORNYAK@REHINC.COM | 10 | ID001 | IDAHO DEPT OF ENVIRONMENTAL QUALITY | MR. BILL ROGERS | (208)373-0437 | WILLIAM.ROGERS@DEQ.IDAHO.GOV |  | P-2008.0066 | 2873 | 113210 | UNKNOWN | 04/29/2008 &nbsp;ACT | 02/10/2009 &nbsp;ACT | 2009-10-19 | 2010-02-05 | A |  | COAL/PETCOKE GASIFICATION PLANT PRODUCING AMMONIA, UREA, UAN, AND ELEMENTAL SULFUR. | FACILITY LOCATION: LAMB WESTON ROAD, AMERICAN FALLS, IDAHO. DESIGNATED FACILITY (FUEL CONVERSION PLANT AND CHEMICAL PLANT). PSD THRESHOLD IS 100 T/YR. BACT REQ'D FOR PM, PM10, CO, AND NOX. | 2 MW EMERGENCY GENERATOR, SRC25 | 17.11 | ASTM #1, 2, DIESEL | 2000 | KW | LIMITED TO 100 H/YR FOR ROUTINE TESTING AND MAINTENANCE | Particulate Matter (PM) | Unspecified | (Particulate Matter (PM)) | PM | P | ULSD FUEL, GOOD COMBUSTION PRACTICES, EPA CERTIFIED PER NSPS IIII | 0 |  | SEE NOTE | BACT-PSD | NSPS , NSPS | N | 0 | U | 0 |  |  | 0 |  |  | 0 | 0 | N |  | VE PER NSPS SUBPART IIII. NO EMISSION LIMITS AVAILABLE
ID-0017 | POWER COUNTY ADVANCED ENERGY CENTER | SOUTHEAST IDAHO ENERGY, LLC | POWER | ID | 83211 | USA | TOM HORNYAK | 3039534297 | T.HORNYAK@REHINC.COM | 10 | ID001 | IDAHO DEPT OF ENVIRONMENTAL QUALITY | MR. BILL ROGERS | (208)373-0437 | WILLIAM.ROGERS@DEQ.IDAHO.GOV |  | P-2008.0066 | 2873 | 113210 | UNKNOWN | 04/29/2008 &nbsp;ACT | 02/10/2009 &nbsp;ACT | 2009-10-19 | 2010-02-05 | A |  | COAL/PETCOKE GASIFICATION PLANT PRODUCING AMMONIA, UREA, UAN, AND ELEMENTAL SULFUR. | FACILITY LOCATION: LAMB WESTON ROAD, AMERICAN FALLS, IDAHO. DESIGNATED FACILITY (FUEL CONVERSION PLANT AND CHEMICAL PLANT). PSD THRESHOLD IS 100 T/YR. BACT REQ'D FOR PM, PM10, CO, AND NOX. | 500 KW EMERGENCY GENERATOR, FIRE PUMP, SRC26 | 17.11 | ASTM #1, 2, DIESEL | 500 | KW | LIMITED TO 100 H/YR FOR ROUTINE TESTING AND MAINTENANCE | Particulate Matter (PM) | Unspecified | (Particulate Matter (PM)) | PM | P | ULSD FUEL, EPA CERTIFICATION PER NSPS IIII | 0 |  | SEE NOTE | BACT-PSD | NSPS | Y | 0 | U | 0 |  |  | 0 |  |  | 0 | 0 | N |  | VE PER NSPS SUBPART IIII. NO EMISSION LIMITS AVAILABLE.
ID-0018 | LANGLEY GULCH POWER PLANT | IDAHO POWER COMPANY | PAYETTE | ID |  | USA |  | 2083885820 | TMAHLUM@IDAHOPOWER.COM | 10 | ID001 | IDAHO DEPT OF ENVIRONMENTAL QUALITY | MR. BILL ROGERS | (208)373-0437 | WILLIAM.ROGERS@DEQ.IDAHO.GOV |  | P-2009.0092 | 4911 | 221112 | UNKNOWN | 06/07/2009 &nbsp;ACT | 06/25/2010 &nbsp;ACT | 2010-08-09 | 2010-10-05 | A |  | ONE-ON-ONE COMBINED CYCLE PLANT CONSISTING OF (1) NATURAL GAS-FIRED COMBUSTION TURBINE (CT) AND (1) STEAM TURBINE. THE CT IS EQUIPPED WITH (1) HEAT RECOVERY STEAM GENERATOR (HRSG) AND DUCT BURNER. ANCILLARY EQUIPMENT INCLUDES (1) DIESEL-FIRED EMERGENCY GENERATOR, (1) DIESEL-FIRED FIRE PUMP, (1) WET COOLING TOWER, AND (6) DRY CHEMICAL STORAGE SILOS. |  | EMERGENCY GENERATOR ENGINE | 17.11 | DIESEL | 750 | KW | COMPRESSION IGNITION INTERNAL COMBUSTION (CI ICE) | Particulate Matter (PM) | Unspecified | (Particulate Matter (PM)) | PM | P | TIER 2 ENGINE-BASED, GOOD COMBUSTION PRACTICES (GCP) | 0.2 | G/KW-H |  | BACT-PSD | NSPS | N | 0 |  | 0 |  |  | 0 |  |  | 0 | 0 | N
NY-0101 | CORNELL COMBINED HEAT & POWER PROJECT | CORNELL UNIVERSITY | TOMPKINS | NY | 14853 | USA | PATRICK O'MCNALLY | 6072552304 |  | 2 | NY001 | NEW YORK DEPT. OF ENVIRONMENTAL CONSERVATION | MR. NICK ONDERDONK-MILNE | (518)402-8403 | nick.onderdonk-milne@dec.ny.gov |  | NY-0001 | 4931 | 221330 | 110009825181 | 06/03/2008 &nbsp;ACT | 03/12/2008 &nbsp;ACT | 2008-07-14 | 2008-08-18 | B |  | COGENERATION FACILITY FOR UP TO 30 MW ELECTRICITY AS WELL AS STEAM AND HOT WATER FOR ON-CAMPUS USE. OXIDATION CATALYST AND SELECTIVE CATALYTIC REDUCTION INSTALLED TO AVOID PSD FOR NOX, VOC AND CO. | NOX, CO, VOC AND SO2 EMISSION LIMITS INCLUDED IN STATE CONSTRUCTION PERMIT. | EMERGENCY DIESEL GENERATORS (2) | 17.11 | LOW SULFUR DIESEL | 1000 | KW | TWO (2) GENERATORS LIMITED TO 800 HOURS FOR BOTH ANNUALLY | Particulate Matter (PM) | Unspecified | (Particulate Matter (PM)) | PM | P | ULTRA LOW SULFUR DIESEL AT 15 PPM S. | 0.19 | LB/H | 1 HOUR AVG | BACT-PSD | NSPS , OPERATING PERMIT | U | 0 | U | 20 | % OPACITY |  | 0 |  |  | 0 | 0 | N
*AK-0084 | DONLIN GOLD PROJECT | DONLIN GOLD LLC. | BETHEL CENSUS AREA | AK | 99575 | USA | STAN FOO | 907-273-0200 | SFOO@DONLINGOLD.COM | 10 | AK001 | ALASKA DEPT OF ENVIRONMENTAL CONS | MR. JIM PLOSAY | (907) 465-5103 | JOHN.KUTERBACH@ALASKA.GOV | AK DEC DIV. OF AIR QUALITY 410 WILLOUGHBY AVE. SUITE 303 JUNEAU, AK 99801 | AQ0934CPT01 | 1041 | 212221 | Not Entered | 10/15/2015 &nbsp;ACT | 06/30/2017 &nbsp;ACT | 2018-06-21 | 2018-06-22 | A | http://dec.alaska.gov/Applications/Air/airtoolsweb/Home/ViewAttachment/16763360/d1h2U6BIY-j857LFU-WYmw2 | The Donlin Gold Project is a gold mine located 12 miles north of Crooked Creek, Alaska on the Kuskokwim River, about 280 miles northwest of Anchorage. The deposit has proven and probable reserves estimated at 33.9 million ounces of gold at 2.1 g/t and could produce up to 1.5 million ounces annually. SIC Code 1041; NAICS Code 212221. |  | Twelve (12) Large ULSD/Natural Gas-Fired Internal Combustion Engines | 17.11 | Diesel and Natural Gas | 143.5 | MMBtu/hr | Twelve 17-MW Wartsila 18V50DF ULSD/Natural Gas-Fired Internal Combustion Engines. Each engine rated at: 143.5 MMBtu/hr on ULSD 141.4 MMBtu/hr on natural gas | Particulate matter, filterable &lt; 10 Âµ (FPM10) | Unspecified | (Particulate Matter (PM)) | PM | P | Clean Fuel and Good Combustion Practices | 0.15 | G/KW-HR (ULSD) | 3-HOUR AVERAGE | BACT-PSD |  | U | 0 | N | 0 |  |  | 0 |  |  | 0 | 0 | N |  | Potential particulate matter emissions of 47.0 tpy for each engine (EU 1-12).
AK-0082 | POINT THOMSON PRODUCTION FACILITY | EXXON MOBIL CORPORATION | USA | AK |  | USA | MATT REILE | 907 929 4108 | MATTHEW.R.REILE@EXXONMOBIL.COM | 10 | AK001 | ALASKA DEPT OF ENVIRONMENTAL CONS | MR. JIM PLOSAY | (907) 465-5103 | JOHN.KUTERBACH@ALASKA.GOV |  | AQ1201CPT03 | 1382 | 211111 | 110058932561 | 12/13/2013 &nbsp;ACT | 01/23/2015 &nbsp;ACT | 2015-01-28 | 2016-02-19 | C | http://dec.alaska.gov/Applications/Air/airtoolsweb/Home/ViewAttachment/16685549/QXjhK6BJvK3h8EByjhru7Q2 | OIL GAS EXPLORATION AND PRODUCTION FACILITY. | Revise Existing RBLC ID AK-0076 to include pollutants: PM-10 and VOC which now trigger PSD. | Emergency Camp Generators | 17.11 | Ultra Low Sulfur Diesel | 2695 | hp | Three 2,695 hp ULSD-fired Standby Camp Generator Engines. | Particulate matter, filterable &lt; 10 Âµ (FPM10) | Unspecified | (Particulate Matter (PM)) | PM | N |  | 0.15 | GRAMS/HP-H |  | BACT-PSD |  | U | 0 | U | 0 |  |  | 0 |  |  | 0 | 0 | N
AK-0082 | POINT THOMSON PRODUCTION FACILITY | EXXON MOBIL CORPORATION | USA | AK |  | USA | MATT REILE | 907 929 4108 | MATTHEW.R.REILE@EXXONMOBIL.COM | 10 | AK001 | ALASKA DEPT OF ENVIRONMENTAL CONS | MR. JIM PLOSAY | (907) 465-5103 | JOHN.KUTERBACH@ALASKA.GOV |  | AQ1201CPT03 | 1382 | 211111 | 110058932561 | 12/13/2013 &nbsp;ACT | 01/23/2015 &nbsp;ACT | 2015-01-28 | 2016-02-19 | C | http://dec.alaska.gov/Applications/Air/airtoolsweb/Home/ViewAttachment/16685549/QXjhK6BJvK3h8EByjhru7Q2 | OIL GAS EXPLORATION AND PRODUCTION FACILITY. | Revise Existing RBLC ID AK-0076 to include pollutants: PM-10 and VOC which now trigger PSD. | Fine Water Pumps | 17.11 | Ultra Low Sulfur Diesel | 610 | hp | Two ULSD-fired 610 hp Fine Water Pumps | Particulate matter, filterable &lt; 10 Âµ (FPM10) | Unspecified | (Particulate Matter (PM)) | PM | N |  | 0.15 | GRAMS/HP-H |  | BACT-PSD |  | U | 0 | U | 0 |  |  | 0 |  |  | 0 | 0 | N
AK-0082 | POINT THOMSON PRODUCTION FACILITY | EXXON MOBIL CORPORATION | USA | AK |  | USA | MATT REILE | 907 929 4108 | MATTHEW.R.REILE@EXXONMOBIL.COM | 10 | AK001 | ALASKA DEPT OF ENVIRONMENTAL CONS | MR. JIM PLOSAY | (907) 465-5103 | JOHN.KUTERBACH@ALASKA.GOV |  | AQ1201CPT03 | 1382 | 211111 | 110058932561 | 12/13/2013 &nbsp;ACT | 01/23/2015 &nbsp;ACT | 2015-01-28 | 2016-02-19 | C | http://dec.alaska.gov/Applications/Air/airtoolsweb/Home/ViewAttachment/16685549/QXjhK6BJvK3h8EByjhru7Q2 | OIL GAS EXPLORATION AND PRODUCTION FACILITY. | Revise Existing RBLC ID AK-0076 to include pollutants: PM-10 and VOC which now trigger PSD. | Bulk Tank Generator Engines | 17.11 | Ultra Low Sulfur Diesel | 891 | hp | Two ULSD-fired 891 hp Bulk Tank Storage Area Generator Engines | Particulate matter, filterable &lt; 10 Âµ (FPM10) | Unspecified | (Particulate Matter (PM)) | PM | N |  | 0.15 | GRAMS/HP-H |  | BACT-PSD |  | U | 0 | U | 0 |  |  | 0 |  |  | 0 | 0 | N
FL-0338 | SAKE PROSPECT DRILLING PROJECT | BHP BILLITON PETROLEUM, INC. |  | FL |  | USA |  |  |  | 4 | OT005 | EPA REGION IV | MS. KATY R. FORNEY | (404) 562-9130 | forney.kathleen@epa.gov |  | OCS-EPA-R4008 | 1381 | 211111 | NA | 03/10/2011 &nbsp;ACT | 05/30/2012 &nbsp;ACT | 2014-02-28 | 2016-05-04 | A | http://www.regulations.gov/#!documentDetail;D=EPA-R04-OAR-2012-0239-0037 | The facility consists of a mobile offshore drilling unit (MODU) using either the Transocean ultra-deepwater C.R. Luigs or the Transocean semisubmersible DD1 to conduct exploratory oil and natural gas drilling in lease blocks within the DeSoto Canyon area of the Gulf of Mexico. | The United States Environmental Protection Agency (EPA) issued this permit pursuant to section 328 of the CAA, 42 U.S.C. Â§ 7627, and the implementing OCS Air Regulations at 40 CFR part 55, which incorporate by reference the PSD Regulations at 40 CFR Â§ 52.21 and the title V Operating Permit Program at 40 CFR part 71. This permit is based upon application materials submitted to EPA by BHP Billiton Petroleum, Inc. (BHPB), dated October 14, 2010, February 9, 2011, September 30, 2011, October 14, 2011, December 21, 2011, January 18, 2012, supplemental submittals in the administrative record for this permit action, and upon the technical analysis performed by EPA. | Main Propulsion Engines - Development Driller 1 | 17.11 | Diesel | 0 |  | Development Driller 1 has eight identical 2002 Caterpillar Model 3612-DITA, 5096 hp diesel electric engines. | Particulate matter, filterable &lt; 10 Âµ (FPM10) | Unspecified | (Particulate Matter (PM)) | PM | B | Use of good combustion practices based on the current manufacturerâ€™s specifications for these engines, and additional enhanced work practice standards including an engine performance management system, positive crankcase ventilation, turbocharger with aftercooler, and high pressure fuel injection with aftercooler. | 0.43 | G/KW-H | 24-HOUR ROLLING ENGINE LOADS >55% | BACT-PSD | OPERATING PERMIT | U | 0 | U | 0.57 | G/KW-H | 24-HOUR ROLLING ENGINE LOADS <55% | 0 |  |  | 0 | 0 | N
FL-0338 | SAKE PROSPECT DRILLING PROJECT | BHP BILLITON PETROLEUM, INC. |  | FL |  | USA |  |  |  | 4 | OT005 | EPA REGION IV | MS. KATY R. FORNEY | (404) 562-9130 | forney.kathleen@epa.gov |  | OCS-EPA-R4008 | 1381 | 211111 | NA | 03/10/2011 &nbsp;ACT | 05/30/2012 &nbsp;ACT | 2014-02-28 | 2016-05-04 | A | http://www.regulations.gov/#!documentDetail;D=EPA-R04-OAR-2012-0239-0037 | The facility consists of a mobile offshore drilling unit (MODU) using either the Transocean ultra-deepwater C.R. Luigs or the Transocean semisubmersible DD1 to conduct exploratory oil and natural gas drilling in lease blocks within the DeSoto Canyon area of the Gulf of Mexico. | The United States Environmental Protection Agency (EPA) issued this permit pursuant to section 328 of the CAA, 42 U.S.C. Â§ 7627, and the implementing OCS Air Regulations at 40 CFR part 55, which incorporate by reference the PSD Regulations at 40 CFR Â§ 52.21 and the title V Operating Permit Program at 40 CFR part 71. This permit is based upon application materials submitted to EPA by BHP Billiton Petroleum, Inc. (BHPB), dated October 14, 2010, February 9, 2011, September 30, 2011, October 14, 2011, December 21, 2011, January 18, 2012, supplemental submittals in the administrative record for this permit action, and upon the technical analysis performed by EPA. | Main Propulsion Engines - C.R. Luigs | 17.11 | Diesel | 5875 | hp | C.R. Luigs has 8 identical MAN B&W 9L32/40-47 5,875 hp diesel electric engines. | Particulate matter, filterable &lt; 10 Âµ (FPM10) | Unspecified | (Particulate Matter (PM)) | PM | B | Use of good combustion practices based on the current manufacturerâ€™s specifications for these engines, and additional enhanced work practice standards including an engine performance management system and the Diesel Engines with Turbochargers measurement system, positive crankcase ventilation, turbocharger and aftercooler, and high pressure fuel injection with aftercooler. | 0.24 | G/KW-H | 24-HOUR ROLLING | BACT-PSD | OPERATING PERMIT | U | 0 | U | 0 |  |  | 0 |  |  | 0 | 0 | N
IA-0095 | TATE & LYLE INDGREDIENTS AMERICAS, INC. |  | WEBSTER | IA | 50501 | USA | JOHN DENT | 2174212655 | JOHN.DENT@TATEANDLYLE.COM | 7 | IA001 | IOWA DEPARTMENT OF NATURAL RESOURCES AIR QUALITY | MR. GARY SMITH | (515) 725-9563 | GARY.SMITH@DNR.IOWA.GOV |  | PROJECT 08-126 | 2046 | 111150 | UNKNOWN | 07/01/2008 &nbsp;EST | 09/19/2008 &nbsp;ACT | 2008-09-29 | 2009-01-30 | A |  | CORN WET MILL |  | EMERGENCY GENERATOR | 17.11 | DIESEL | 700 | KW |  | Particulate matter, filterable &lt; 10 Âµ (FPM10) | Unspecified | (Particulate Matter (PM)) | PM | N |  | 0.2 | G/KW-H | AVERAGE OF THREE STACK TEST RUNS | BACT-PSD | NSPS | U | 0 | U | 0.08 | T/YR | 12-MONTH ROLLING TOTAL | 0 |  |  | 0 | 0 | N
IA-0095 | TATE & LYLE INDGREDIENTS AMERICAS, INC. |  | WEBSTER | IA | 50501 | USA | JOHN DENT | 2174212655 | JOHN.DENT@TATEANDLYLE.COM | 7 | IA001 | IOWA DEPARTMENT OF NATURAL RESOURCES AIR QUALITY | MR. GARY SMITH | (515) 725-9563 | GARY.SMITH@DNR.IOWA.GOV |  | PROJECT 08-126 | 2046 | 111150 | UNKNOWN | 07/01/2008 &nbsp;EST | 09/19/2008 &nbsp;ACT | 2008-09-29 | 2009-01-30 | A |  | CORN WET MILL |  | FIRE PUMP ENGINE | 17.11 | DIESEL | 575 | HP |  | Particulate matter, filterable &lt; 10 Âµ (FPM10) | Unspecified | (Particulate Matter (PM)) | PM | N |  | 0.2 | G/KW-H | AVERAGE OF THREE STACK TEST RUNS | BACT-PSD | NSPS | U | 0 | U | 0.05 | T/YR | 12-MONTH ROLLING TOTAL | 0 |  |  | 0 | 0 | N
ID-0017 | POWER COUNTY ADVANCED ENERGY CENTER | SOUTHEAST IDAHO ENERGY, LLC | POWER | ID | 83211 | USA | TOM HORNYAK | 3039534297 | T.HORNYAK@REHINC.COM | 10 | ID001 | IDAHO DEPT OF ENVIRONMENTAL QUALITY | MR. BILL ROGERS | (208)373-0437 | WILLIAM.ROGERS@DEQ.IDAHO.GOV |  | P-2008.0066 | 2873 | 113210 | UNKNOWN | 04/29/2008 &nbsp;ACT | 02/10/2009 &nbsp;ACT | 2009-10-19 | 2010-02-05 | A |  | COAL/PETCOKE GASIFICATION PLANT PRODUCING AMMONIA, UREA, UAN, AND ELEMENTAL SULFUR. | FACILITY LOCATION: LAMB WESTON ROAD, AMERICAN FALLS, IDAHO. DESIGNATED FACILITY (FUEL CONVERSION PLANT AND CHEMICAL PLANT). PSD THRESHOLD IS 100 T/YR. BACT REQ'D FOR PM, PM10, CO, AND NOX. | 2 MW EMERGENCY GENERATOR, SRC25 | 17.11 | ASTM #1, 2, DIESEL | 2000 | KW | LIMITED TO 100 H/YR FOR ROUTINE TESTING AND MAINTENANCE | Particulate matter, filterable &lt; 10 Âµ (FPM10) | Unspecified | (Particulate Matter (PM)) | PM | P | ULSD FUEL, GOOD COMBUSTION PRACTICES, EPA CERTIFIED PER NSPS IIII | 0 |  | SEE NOTE | BACT-PSD |  | Y | 0 | U | 0 |  |  | 0 |  |  | 0 | 0 | N |  | NO EMISSION LIMITS AVAILABLE
ID-0017 | POWER COUNTY ADVANCED ENERGY CENTER | SOUTHEAST IDAHO ENERGY, LLC | POWER | ID | 83211 | USA | TOM HORNYAK | 3039534297 | T.HORNYAK@REHINC.COM | 10 | ID001 | IDAHO DEPT OF ENVIRONMENTAL QUALITY | MR. BILL ROGERS | (208)373-0437 | WILLIAM.ROGERS@DEQ.IDAHO.GOV |  | P-2008.0066 | 2873 | 113210 | UNKNOWN | 04/29/2008 &nbsp;ACT | 02/10/2009 &nbsp;ACT | 2009-10-19 | 2010-02-05 | A |  | COAL/PETCOKE GASIFICATION PLANT PRODUCING AMMONIA, UREA, UAN, AND ELEMENTAL SULFUR. | FACILITY LOCATION: LAMB WESTON ROAD, AMERICAN FALLS, IDAHO. DESIGNATED FACILITY (FUEL CONVERSION PLANT AND CHEMICAL PLANT). PSD THRESHOLD IS 100 T/YR. BACT REQ'D FOR PM, PM10, CO, AND NOX. | 500 KW EMERGENCY GENERATOR, FIRE PUMP, SRC26 | 17.11 | ASTM #1, 2, DIESEL | 500 | KW | LIMITED TO 100 H/YR FOR ROUTINE TESTING AND MAINTENANCE | Particulate matter, filterable &lt; 10 Âµ (FPM10) | Unspecified | (Particulate Matter (PM)) | PM | P | ULSD FUEL, EPA CERTIFICATION PER NSPS IIII | 0 |  | SEE NOTE | BACT-PSD |  | Y | 0 | U | 0 |  |  | 0 |  |  | 0 | 0 | N |  | NO EMISSION LIMITSAVAILABLE.
IN-0158 | ST. JOSEPH ENEGRY CENTER, LLC | ST. JOSEPH ENERGY CENTER, LLC | ST. JOSEPH | IN | 46552 | USA | MR. WILLARD LADD | 9144682404 |  | 5 | IN001 | INDIANA DEPT OF ENV MGMT, OFC OF AIR | MR. MATT STUCKEY | (317) 233-0203 | mstuckey@idem.in.gov | PERMIT WRITER: JOSIAH BALOGUN 317-234-5257 JBALOGUN@IDEM.IN.GOV SECTION CHIEF: MATT STUCKEY 317-233-0203 MSTUCKEY@IDEM.IN.GOV | 141-31003-00579 | 4911 | 221112 | 110054881963 | 10/03/2011 &nbsp;ACT | 12/03/2012 &nbsp;ACT | 2013-08-15 | 2016-05-04 | A | HTTP://PERMITS.AIR.IDEM.IN.GOV/31003F.PDF | STATIONARY ELECTRIC UTILITY GENERATING STATION |  | TWO (2) EMERGENCY DIESEL GENERATORS | 17.11 | DIESEL | 1006 | HP EACH | THE TWO INTERNAL COMBUSTION ENGINES, IDENTIFIED AS EG01 AND EG02, EXHAUST THROUGH TWO (2) VENTS. | Particulate matter, filterable &lt; 10 Âµ (FPM10) | Unspecified | (Particulate Matter (PM)) | PM | P | COMBUSTION DESIGN CONTROLS AND USAGE LIMITS | 0.15 | G/HP-H | 3 HOURS | BACT-PSD |  |  | 0 |  | 500 | HOURS OF OPERATION | YEARLY | 0 |  |  | 0 | 0 | N |  | LIMIT ONE AND TWO ARE FOR EACH GENERATOR
IN-0158 | ST. JOSEPH ENEGRY CENTER, LLC | ST. JOSEPH ENERGY CENTER, LLC | ST. JOSEPH | IN | 46552 | USA | MR. WILLARD LADD | 9144682404 |  | 5 | IN001 | INDIANA DEPT OF ENV MGMT, OFC OF AIR | MR. MATT STUCKEY | (317) 233-0203 | mstuckey@idem.in.gov | PERMIT WRITER: JOSIAH BALOGUN 317-234-5257 JBALOGUN@IDEM.IN.GOV SECTION CHIEF: MATT STUCKEY 317-233-0203 MSTUCKEY@IDEM.IN.GOV | 141-31003-00579 | 4911 | 221112 | 110054881963 | 10/03/2011 &nbsp;ACT | 12/03/2012 &nbsp;ACT | 2013-08-15 | 2016-05-04 | A | HTTP://PERMITS.AIR.IDEM.IN.GOV/31003F.PDF | STATIONARY ELECTRIC UTILITY GENERATING STATION |  | EMERGENCY DIESEL GENERATOR | 17.11 | DIESEL | 2012 | HP | THIS ONE (1) INTERNAL COMBUSTION ENGINE, IDENTIFIED AS EG03, EXHAUSTS THROUGH ONE (1) VENT. | Particulate matter, filterable &lt; 10 Âµ (FPM10) | Unspecified | (Particulate Matter (PM)) | PM | P | COMBUSTION DESIGN CONTROLS AND USAGE LIMITS | 0.15 | G/HP-H | 3 HOURS | BACT-PSD |  |  | 0 |  | 500 | HOURS OF OPERATION | YEALRY | 0 |  |  | 0 | 0 | N |  | LIMIT ONE AND TWO ARE FOR EACH GENERATOR
IN-0185 | MAG PELLET LLC | MAG PELLET LLC | WHITE | IN | 47980 | USA | BARB MANSFIELD | 5742974227 |  | 5 | IN001 | INDIANA DEPT OF ENV MGMT, OFC OF AIR | MR. MATT STUCKEY | (317) 233-0203 | mstuckey@idem.in.gov | JULIE ALEXANDER JUALEXAN@IDEM.IN.GOV (317) 233-1782 JENNY ACKER JLACKER@IDEM.IN.GOV 317-234-5285 | 181-33965-00054 | 1011 | 212210 | 110055584363 | 12/09/2013 &nbsp;ACT | 04/24/2014 &nbsp;ACT | 2014-08-12 | 2016-05-13 | D | HTTP://PERMITS.AIR.IDEM.IN.GOV/33965F.PDF | A STATIONARY IRON ORE CONCENTRATE PELLETIZING PLANT |  | DIESEL FIRE PUMP | 17.11 | DIESEL | 300 | HP |  | Particulate matter, filterable &lt; 10 Âµ (FPM10) | Unspecified | (Particulate Matter (PM)) | PM | N |  | 0.15 | G/HP-H |  | BACT-PSD |  |  | 0 |  | 500 | H |  | 0 |  |  | 0 | 0 | N
LA-0251 | FLOPAM INC. FACILITY | FLOPAM INC. | IBERVILLE | LA | 70764 | USA | GARY RYALS | 912-884-3366 |  | 6 | LA001 | LOUISIANA DEPARTMENT OF ENV QUALITY | MR. BRYAN D. JOHNSTON | (225)219-3450 | BRYAN.JOHNSTON@LA.GOV | PERMIT WRITER: DAN NGUYEN (225)219-3181 | PSD-LA-747(M1) | 2869 | 325998 | 110041935779 | 11/18/2010 &nbsp;ACT | 04/26/2011 &nbsp;ACT | 2011-09-01 | 2011-12-12 | A |  | A CHEMICAL MANUFACTURING COMPLEX IS UNDER CONSTRUCTION (PSD-LA-747 - LA0240). EQUIPMENT IS ADDED OR REDESIGNED. (ENGINES, COOLING TOWERS, MATERIAL HANDLING). PERMIT PSD-LA-747(M2) WAS ISSUED JULY 5, 2012 FOR ADDITIONAL DUST FILTERS TO CONTROL PM/PM10 FROM THE PERMITTED POWDER PLANTS. SIMILAR DUST FILTERS WERE DETERMINED AS BACT FOR SAME POWDER PLANTS. NO ADDITIONAL BACT ANALYSIS IS REQUIRED. |  | Large Generator Engines (17 units) | 17.11 | Diesel | 0 |  | 11 units: 591 hp 6 units: 1175 hp | Particulate matter, filterable &lt; 10 Âµ (FPM10) | Unspecified | (Particulate Matter (PM)) | PM | N |  | 0.01 | LB/H |  | BACT-PSD | NSPS | U | 0 | U | 0 |  |  | 0.2 | G/KW-H |  | 0 | 0 | N
LA-0308 | MORGAN CITY POWER PLANT | LOUISIANA ENERGY AND POWER AUTHORITY (LEPA) | ST. MARY | LA | 70380 | USA |  |  |  | 6 | LA001 | LOUISIANA DEPARTMENT OF ENV QUALITY | MR. BRYAN D. JOHNSTON | (225)219-3450 | BRYAN.JOHNSTON@LA.GOV |  | PSD-LA-767 | 4911 | 221112 | Not Found | 09/24/2012 &nbsp;ACT | 09/26/2013 &nbsp;ACT | 2017-03-08 | 2017-04-28 | A |  |  |  | 2000 KW Diesel Fired Emergency Generator Engine | 17.11 | Diesel | 20.4 | MMBTU/hr |  | Particulate matter, filterable &lt; 10 Âµ (FPM10) | Unspecified | (Particulate Matter (PM)) | PM | P | Good combustion and maintenance practices, and compliance with NSPS 40 CFR 60 Subpart IIII | 1.06 | LB/H | HOURLY MAXIMUM | BACT-PSD | OPERATING PERMIT | U | 0 | U | 0.04 | T/YR | ANNUAL MAXIMUM | 0 |  |  | 0 | 0 | N |  | BACT Limit: PM10 = 0.441 lb/MWh (12 month average)
LA-0313 | ST. CHARLES POWER STATION | ENTERGY LOUISIANA, LLC | ST. CHARLES | LA | 70068 | USA |  |  |  | 6 | LA001 | LOUISIANA DEPARTMENT OF ENV QUALITY | MR. BRYAN D. JOHNSTON | (225)219-3450 | BRYAN.JOHNSTON@LA.GOV |  | PSD-LA-804 | 4911 | 221112 | Not Found | 06/29/2015 &nbsp;ACT | 08/31/2016 &nbsp;ACT | 2017-03-13 | 2017-04-28 | A |  | The St. Charles Power Station (SCPS) is a new electric power generating facility consisting of two (2) natural gas-fired combined cycle gas turbines, each with a heat recovery stem generator unit equipped with duct burners, and one (1) steam generator turbine. The SCPS will will have a predicted net nominal output of 980 MW at ISO conditions with supplemental duct firing. |  | SCPS Emergency Diesel Generator 1 | 17.11 | Diesel | 2584 | HP |  | Particulate matter, filterable &lt; 10 Âµ (FPM10) | Unspecified | (Particulate Matter (PM)) | PM | B | Compliance with NESHAP 40 CFR 63 Subpart ZZZZ and NSPS 40 CFR 60 Subpart IIII, and good combustion practices (use of ultra-low sulfur diesel fuel). | 0.86 | LB/H | HOURLY MAXIMUM | BACT-PSD | NSPS , OPERATING PERMIT | U | 0 | U | 0.21 | T/YR | ANNUAL MAXIMUM | 0 |  |  | 0 | 0 | N |  | BACT Limit = 0.15 G/BHP-HR
NJ-0080 | HESS NEWARK ENERGY CENTER | HESS NEWARK ENERGY CENTER, LLC | ESSEX | NJ | 7105 | USA | PETER HAID | (774) 750-7088 | PHAID@HESS.COM | 2 | NJ001 | NEW JERSEY DEPT OF ENV PROTECTION, DIVISION OF AIR QUALITY | ALIYA KHAN | (609) 292-2169 | Aliya.Khan@dep.nj.gov | Supervisor: Yogesh Doshi - yogesh.doshi@dep.state.nj.us Phone: 609-633-7249 Permit Evaluator: Michael Hogan - michael.hogan@dep.state.nj.us. Phone: (609)-633-1124 | 08857/BOP110001 | 4911 | 221112 | 110044839903 | 12/10/2011 &nbsp;ACT | 11/01/2012 &nbsp;ACT | 2013-04-04 | 2018-04-17 | A |  | Combined Cycle Electric Generating Facility HESS Newark Energy Center (Hess-NEC), proposed at City of Newark (Essex County), New Jersey, would be a new, highly efficient, 655 MW combined-cycle power generating facility. Hess-NEC will consist of two General Electric (GE) combustion turbine generators (CTGs) with a heat input rate of 2,320 MMBtu/hr, that will utilize pipeline natural gas only. Heat recovery steam generators (HRSGs) downstream of the combustion turbines will recover heat from the exhaust gases to generate steam. The HRSGs will be equipped with natural gas-fired duct burners for supplementary firing and will share a single steam turbine generator (STG). Supporting ancillary equipment includes a natural gas fired auxiliary boiler, a 12-cell mechanical draft cooling tower, an emergency diesel generator and an emergency diesel fire pump. | Facility-wide Greenhouse Gas (GHG) emissions as CO2e emissions = 2,003,654 tpy | Emergency Generator | 17.11 | ULSD | 200 | H/YR |  | Particulate matter, filterable &lt; 10 Âµ (FPM10) | Unspecified | (Particulate Matter (PM)) | PM | N |  | 0.66 | LB/H |  | BACT-PSD | OPERATING PERMIT | U | 0 | U | 0 |  |  | 0 |  |  | 0 | 0 | N
NY-0101 | CORNELL COMBINED HEAT & POWER PROJECT | CORNELL UNIVERSITY | TOMPKINS | NY | 14853 | USA | PATRICK O'MCNALLY | 6072552304 |  | 2 | NY001 | NEW YORK DEPT. OF ENVIRONMENTAL CONSERVATION | MR. NICK ONDERDONK-MILNE | (518)402-8403 | nick.onderdonk-milne@dec.ny.gov |  | NY-0001 | 4931 | 221330 | 110009825181 | 06/03/2008 &nbsp;ACT | 03/12/2008 &nbsp;ACT | 2008-07-14 | 2008-08-18 | B |  | COGENERATION FACILITY FOR UP TO 30 MW ELECTRICITY AS WELL AS STEAM AND HOT WATER FOR ON-CAMPUS USE. OXIDATION CATALYST AND SELECTIVE CATALYTIC REDUCTION INSTALLED TO AVOID PSD FOR NOX, VOC AND CO. | NOX, CO, VOC AND SO2 EMISSION LIMITS INCLUDED IN STATE CONSTRUCTION PERMIT. | EMERGENCY DIESEL GENERATORS (2) | 17.11 | LOW SULFUR DIESEL | 1000 | KW | TWO (2) GENERATORS LIMITED TO 800 HOURS FOR BOTH ANNUALLY | Particulate matter, filterable &lt; 10 Âµ (FPM10) | Unspecified | (Particulate Matter (PM)) | PM | P | ULTRA LOW SULFUR DIESEL AT 15 PPM S | 0.19 | LB/H | 1 HOUR AVG | BACT-PSD | NSPS , OPERATING PERMIT | U | 0 | U | 20 | % OPACITY |  | 0 |  |  | 0 | 0 | N
OH-0317 | OHIO RIVER CLEAN FUELS, LLC | OHIO RIVER CLEAN FUELS, LLC | COLUMBIANA | OH |  | USA | STEPHAN M. DOPUCH | 4402570054 | SDOPUCH@BAARDENERGY.COM | 5 | OH001 | OHIO ENVIRONMENTAL PROTECTION AGENCY | MR. DANA THOMPSON | 614-644-3701 | Dana.thompson@epa.ohio.gov |  | 02-22896 | 2869 | 325110 | UNKNOWN | 12/21/2007 &nbsp;ACT | 11/20/2008 &nbsp;ACT | 2008-11-28 | 2012-05-18 | A |  | COAL/BIOMASS-TO-LIQUIDS FACILITY. THE PRIMARY INDUSTRIAL PROCESSES: COAL/BIOMASS STORAGE AND HANDLING; COAL GASIFICATION; SYNGAS CLEANING (ACID GASS REMOVAL AND SULFUR RECOVERY PLANT); FISCHER-TROPSCH PROCESS (INDUSTRIAL ORGANIC CHEMICALS); PRODUCT UPGRADE PROCESS (SIMILAR TO PETROLEUM REFINING); LIQUID PRODUCT STORAGE &amp; LOADING; ELECTRIC POWER GENERATION (USE FOR ON SITE ONLY). BIOMASS IS RESTRICTED TO ONLY SAWDUST AND WOOD CHIPS. | NEW INDUSTRY, SIC AND NAICS CODE SELECTED BY FACILITY | EMERGENCY GENERATOR | 17.11 | DIESEL FUEL OIL | 2922 | HP | 2922 MAXIMUM HORSE POWER SUBJECT TO NSPS SUBPART IIII. WILL INSTALL NON-RESETTABLE HOUR METER PRIOR TO STARTUP PER 40 CFR 60.4209(A) DIESEL FUEL SHALL MEET THE REQUIREMENTS OF 40 CFR 80.510 AND 60.4207: SULFUR CONTENT OF 15 PPM MAXIMUM, CETANE INDEX OF 40 MINIMUM OR AROMATIC CONTENT OF 35 VOLUME % MAXIMUM | Particulate matter, filterable &lt; 10 Âµ (FPM10) | Unspecified | (Particulate Matter (PM)) | PM | P | GOOD COMBUSTION PRACTICES AND GOOD ENGINE DESIGN | 0.87 | LB/H |  | BACT-PSD | NSPS , SIP | U | 0 | N | 0.22 | T/YR | PER ROLLING 12-MONTH PERIOD | 0.2 | G/KW-H | FROM PART 89, SECTION 112 | 0 | 0 | N |  | SUBJECT TO NSPS SUBPART IIII
SC-0114 | GP ALLENDALE LP | GP ALLENDALE LP | ALLENDALE | SC | 29827 | USA | STEPHEN B. ELLINGSON, PHD | 4046525423 | SBELLING@GAPAC.COM | 4 | SC001 | SOUTH CAROLINA DEPT OF HEALTH & ENV CTRL, BUREAU OF AIR QUALITY | MS. ALYSON HAYES | (803)898-3836 | camitdr@dhec.sc.gov | JAMES M. MYERS 803-898-4123 | 0160-0020-CB | 2493 | 321219 | 110033180171 | 01/10/2008 &nbsp;ACT | 11/25/2008 &nbsp;ACT | 2012-06-05 | 2012-10-16 | A |  | GP PRODUCES ORIENTED STRAND BOARD (OSB). FACILITY WAS ORIGINALLY PERMITTED AS A SYNTHETIC MINOR FACILITY AND BEGAN CONSTRUCTION. IT WAS DISCOVERED THROUGH SOURCE TESTING THAT FACILITY HAD MAJOR PSD SOURCE EMISSIONS. | FACILITY WAS ORIGINALLY PERMITTED AS A SYNTHETIC MINOR FACILITY AND BEGAN CONSTRUCTION. IT WAS DISCOVERED THROUGH SOURCE TESTING THAT FACILITY HAD MAJOR PSD SOURCE EMISSIONS. | FIRE WATER DIESEL PUMP | 17.11 | DIESEL | 525 | HP | THE FIRE PUMP IS OPERATED INTERMITTENTLY FOR TESTING OR EMERGENCY PURPOSES. THE DIESEL FIRE PUMP IS LIMITED TO 500 HOURS OF OPERATION/YR. | Particulate matter, filterable &lt; 10 Âµ (FPM10) | Unspecified | (Particulate Matter (PM)) | PM | P | TUNE-UPS AND INSPECTIONS WILL BE PERFORMED AS OUTLINED IN THE GOOD MANAGEMENT PRACTICE PLAN. | 0.41 | LB/H |  | BACT-PSD |  |  | 0 |  | 0.1 | T/YR |  | 0 |  |  | 0 | 0 | N |  | ANNUAL EMISSIONS FROM THE DIESEL FIRE PUMP ARE BASED ON AN OPERATIONAL LIMIT OF 500 HR/YR.
SC-0114 | GP ALLENDALE LP | GP ALLENDALE LP | ALLENDALE | SC | 29827 | USA | STEPHEN B. ELLINGSON, PHD | 4046525423 | SBELLING@GAPAC.COM | 4 | SC001 | SOUTH CAROLINA DEPT OF HEALTH & ENV CTRL, BUREAU OF AIR QUALITY | MS. ALYSON HAYES | (803)898-3836 | camitdr@dhec.sc.gov | JAMES M. MYERS 803-898-4123 | 0160-0020-CB | 2493 | 321219 | 110033180171 | 01/10/2008 &nbsp;ACT | 11/25/2008 &nbsp;ACT | 2012-06-05 | 2012-10-16 | A |  | GP PRODUCES ORIENTED STRAND BOARD (OSB). FACILITY WAS ORIGINALLY PERMITTED AS A SYNTHETIC MINOR FACILITY AND BEGAN CONSTRUCTION. IT WAS DISCOVERED THROUGH SOURCE TESTING THAT FACILITY HAD MAJOR PSD SOURCE EMISSIONS. | FACILITY WAS ORIGINALLY PERMITTED AS A SYNTHETIC MINOR FACILITY AND BEGAN CONSTRUCTION. IT WAS DISCOVERED THROUGH SOURCE TESTING THAT FACILITY HAD MAJOR PSD SOURCE EMISSIONS. | DIESEL EMERGENCY GENERATOR | 17.11 | DIESEL | 1400 | HP | THE EMERGENCY GENERATOR IS OPERATED INTERMITTENTLY FOR TESTING OR EMERGENCY PURPOSES. | Particulate matter, filterable &lt; 10 Âµ (FPM10) | Unspecified | (Particulate Matter (PM)) | PM | N |  | 0.2 | LB/H |  | BACT-PSD |  | U | 0 | U | 0.05 | T/YR |  | 0 |  |  | 0 | 0 | N
SC-0115 | GP CLARENDON LP | GP CLARENDON LP | CLARENDON | SC | 29102 | USA | STEPHEN B. ELLINGSON, PHD | SYSNULL | SBELLING@GAPAC.COM | 4 | SC001 | SOUTH CAROLINA DEPT OF HEALTH & ENV CTRL, BUREAU OF AIR QUALITY | MS. ALYSON HAYES | (803)898-3836 | camitdr@dhec.sc.gov | JAMES M. MYERS 803-898-4123 | 0680-0046-CB | 2493 | 321219 | 110040507742 | 02/25/2008 &nbsp;ACT | 02/10/2009 &nbsp;ACT | 2012-06-05 | 2012-10-16 | A |  | GP PRODUCES ORIENTED STRAND BOARD (OSB). FACILITY WAS ORIGINALLY PERMITTED AS A SYNTHETIC MINOR FACILITY AND BEGAN CONSTRUCTION. SISTER FACILITY IN ALLENDALE BEGAN OPERATION BEFORE CLARENDON CONSTRUCTION WAS COMPLETE. IT WAS DISCOVERED THROUGH SOURCE TESTING THAT THE ALLENDALE FACILITY HAD MAJOR PSD SOURCE EMISSIONS. CONSTRUCTION ON CLARENDON HAD STOPPED AND HAS NOT BEEN COMPLETED AS OF MAY 2012. PSD CONSTRUCTION PERMIT WAS ISSUED TO CLARENDON ALSO. | FACILITY WAS ORIGINALLY PERMITTED AS A SYNTHETIC MINOR FACILITY AND BEGAN CONSTRUCTION. SISTER FACILITY IN ALLENDALE BEGAN OPERATION BEFORE CLARENDON CONSTRUCTION WAS COMPLETE. IT WAS DISCOVERED THROUGH SOURCE TESTING THAT THE ALLENDALE FACILITY HAD MAJOR PSD SOURCE EMISSIONS. CONSTRUCTION ON CLARENDON HAD STOPPED AND HAS NOT BEEN COMPLETED AS OF MAY 2012. PSD CONSTRUCTION PERMIT WAS ISSUED TO CLARENDON ALSO. | FIRE WATER DIESEL PUMP | 17.11 | DIESEL | 525 | HP | THE FIRE PUMP IS OPERATED INTERMITTENTLY FOR TESTING OR EMERGENCY PURPOSES. | Particulate matter, filterable &lt; 10 Âµ (FPM10) | Unspecified | (Particulate Matter (PM)) | PM | P | TUNE-UPS AND INSPECTIONS WILL BE PERFORMED AS OUTLINED IN THE GOOD MANAGEMENT PRACTICE PLAN. | 0.41 | LB/H |  | BACT-PSD |  |  | 0 |  | 0.1 | T/YR |  | 0 |  |  | 0 | 0 | N |  | ANNUAL EMISSIONS FROM THE DIESEL FIRE PUMP ARE BASED ON AN OPERATIONAL LIMIT OF 500 HR/YR.
SC-0115 | GP CLARENDON LP | GP CLARENDON LP | CLARENDON | SC | 29102 | USA | STEPHEN B. ELLINGSON, PHD | SYSNULL | SBELLING@GAPAC.COM | 4 | SC001 | SOUTH CAROLINA DEPT OF HEALTH & ENV CTRL, BUREAU OF AIR QUALITY | MS. ALYSON HAYES | (803)898-3836 | camitdr@dhec.sc.gov | JAMES M. MYERS 803-898-4123 | 0680-0046-CB | 2493 | 321219 | 110040507742 | 02/25/2008 &nbsp;ACT | 02/10/2009 &nbsp;ACT | 2012-06-05 | 2012-10-16 | A |  | GP PRODUCES ORIENTED STRAND BOARD (OSB). FACILITY WAS ORIGINALLY PERMITTED AS A SYNTHETIC MINOR FACILITY AND BEGAN CONSTRUCTION. SISTER FACILITY IN ALLENDALE BEGAN OPERATION BEFORE CLARENDON CONSTRUCTION WAS COMPLETE. IT WAS DISCOVERED THROUGH SOURCE TESTING THAT THE ALLENDALE FACILITY HAD MAJOR PSD SOURCE EMISSIONS. CONSTRUCTION ON CLARENDON HAD STOPPED AND HAS NOT BEEN COMPLETED AS OF MAY 2012. PSD CONSTRUCTION PERMIT WAS ISSUED TO CLARENDON ALSO. | FACILITY WAS ORIGINALLY PERMITTED AS A SYNTHETIC MINOR FACILITY AND BEGAN CONSTRUCTION. SISTER FACILITY IN ALLENDALE BEGAN OPERATION BEFORE CLARENDON CONSTRUCTION WAS COMPLETE. IT WAS DISCOVERED THROUGH SOURCE TESTING THAT THE ALLENDALE FACILITY HAD MAJOR PSD SOURCE EMISSIONS. CONSTRUCTION ON CLARENDON HAD STOPPED AND HAS NOT BEEN COMPLETED AS OF MAY 2012. PSD CONSTRUCTION PERMIT WAS ISSUED TO CLARENDON ALSO. | DIESEL EMERGENCY GENERATOR | 17.11 | DIESEL | 1400 | HP | THE EMERGENCY GENERATOR IS OPERATED INTERMITTENTLY FOR TESTING OR EMERGENCY PURPOSES. THE DIESEL EMERGENCY GENERATOR IS LIMITED TO 500 HOURS OF OPERATION PER YEAR. | Particulate matter, filterable &lt; 10 Âµ (FPM10) | Unspecified | (Particulate Matter (PM)) | PM | P | TUNE-UPS AND INSPECTIONS WILL BE PERFORMED AS OUTLINED IN THE GOOD MANAGEMENT PRACTICE PLAN. | 0.2 | LB/H |  | BACT-PSD |  |  | 0 |  | 0.05 | T/YR |  | 0 |  |  | 0 | 0 | N
*AK-0084 | DONLIN GOLD PROJECT | DONLIN GOLD LLC. | BETHEL CENSUS AREA | AK | 99575 | USA | STAN FOO | 907-273-0200 | SFOO@DONLINGOLD.COM | 10 | AK001 | ALASKA DEPT OF ENVIRONMENTAL CONS | MR. JIM PLOSAY | (907) 465-5103 | JOHN.KUTERBACH@ALASKA.GOV | AK DEC DIV. OF AIR QUALITY 410 WILLOUGHBY AVE. SUITE 303 JUNEAU, AK 99801 | AQ0934CPT01 | 1041 | 212221 | Not Entered | 10/15/2015 &nbsp;ACT | 06/30/2017 &nbsp;ACT | 2018-06-21 | 2018-06-22 | A | http://dec.alaska.gov/Applications/Air/airtoolsweb/Home/ViewAttachment/16763360/d1h2U6BIY-j857LFU-WYmw2 | The Donlin Gold Project is a gold mine located 12 miles north of Crooked Creek, Alaska on the Kuskokwim River, about 280 miles northwest of Anchorage. The deposit has proven and probable reserves estimated at 33.9 million ounces of gold at 2.1 g/t and could produce up to 1.5 million ounces annually. SIC Code 1041; NAICS Code 212221. |  | Twelve (12) Large ULSD/Natural Gas-Fired Internal Combustion Engines | 17.11 | Diesel and Natural Gas | 143.5 | MMBtu/hr | Twelve 17-MW Wartsila 18V50DF ULSD/Natural Gas-Fired Internal Combustion Engines. Each engine rated at: 143.5 MMBtu/hr on ULSD 141.4 MMBtu/hr on natural gas | Particulate matter, filterable &lt; 2.5 Âµ (FPM2.5) | Unspecified | (Particulate Matter (PM)) | PM | P | Clean Fuel and Good Combustion Practices | 0.15 | G/KW-HR (ULSD) | 3-HOUR AVERAGE | BACT-PSD |  | U | 0 | N | 0 |  |  | 0 |  |  | 0 | 0 | N |  | Potential particulate matter emissions of 47.0 tpy for each engine (EU 1-12).
AK-0072 | DUTCH HARBOR POWER PLANT | CITY OF UNALASKA | UNORGANIZED BOROUGH | AK | 99685 | USA | CHRIS HLADICK | 907 581 1260 |  | 10 | AK001 | ALASKA DEPT OF ENVIRONMENTAL CONS | MR. JIM PLOSAY | (907) 465-5103 | JOHN.KUTERBACH@ALASKA.GOV | Fathima Siddeek Construction Permits Supervisor 410 Willoughby Ave. Suite 303 P.O. Box 111800 Juneau, AK 99811-1800 | AQ0215CPT03 | 4911 | 221112 | 110009281240 | 03/04/2011 &nbsp;ACT | 07/14/2011 &nbsp;ACT | 2011-07-15 | 2011-11-18 | D | https://myalaska.state.ak.us/dec/air/airtoolsWeb/PublicPermitListings.aspx | Rural diesel-electric power plant | Revisions to Phase II of previous permit AQ0215CPT03 | EU 15 Caterpillar C-280-16 | 17.11 | ULSD | 4400 | KW | Large diesel-electric primary power generation engine. Burns ULSD and used oil as allowed per NSPS Subpart IIII | Particulate matter, filterable &lt; 2.5 Âµ (FPM2.5) | Unspecified | (Particulate Matter (PM)) | PM | P | Positive Crankcase Ventilation Installed as part of the design | 0.5 | G/KW-H | INSTANTANEOUS | BACT-PSD | NSPS | U | 0 | U | 0 |  |  | 0 |  |  | 0 | 0 | N |  | NSPS Subpart IIII emission limit
AK-0082 | POINT THOMSON PRODUCTION FACILITY | EXXON MOBIL CORPORATION | USA | AK |  | USA | MATT REILE | 907 929 4108 | MATTHEW.R.REILE@EXXONMOBIL.COM | 10 | AK001 | ALASKA DEPT OF ENVIRONMENTAL CONS | MR. JIM PLOSAY | (907) 465-5103 | JOHN.KUTERBACH@ALASKA.GOV |  | AQ1201CPT03 | 1382 | 211111 | 110058932561 | 12/13/2013 &nbsp;ACT | 01/23/2015 &nbsp;ACT | 2015-01-28 | 2016-02-19 | C | http://dec.alaska.gov/Applications/Air/airtoolsweb/Home/ViewAttachment/16685549/QXjhK6BJvK3h8EByjhru7Q2 | OIL GAS EXPLORATION AND PRODUCTION FACILITY. | Revise Existing RBLC ID AK-0076 to include pollutants: PM-10 and VOC which now trigger PSD. | Emergency Camp Generators | 17.11 | Ultra Low Sulfur Diesel | 2695 | hp | Three 2,695 hp ULSD-fired Standby Camp Generator Engines. | Particulate matter, filterable &lt; 2.5 Âµ (FPM2.5) | Unspecified | (Particulate Matter (PM)) | PM | N |  | 0.15 | GRAMS/HP-H |  | BACT-PSD |  | U | 0 | U | 0 |  |  | 0 |  |  | 0 | 0 | N
AK-0082 | POINT THOMSON PRODUCTION FACILITY | EXXON MOBIL CORPORATION | USA | AK |  | USA | MATT REILE | 907 929 4108 | MATTHEW.R.REILE@EXXONMOBIL.COM | 10 | AK001 | ALASKA DEPT OF ENVIRONMENTAL CONS | MR. JIM PLOSAY | (907) 465-5103 | JOHN.KUTERBACH@ALASKA.GOV |  | AQ1201CPT03 | 1382 | 211111 | 110058932561 | 12/13/2013 &nbsp;ACT | 01/23/2015 &nbsp;ACT | 2015-01-28 | 2016-02-19 | C | http://dec.alaska.gov/Applications/Air/airtoolsweb/Home/ViewAttachment/16685549/QXjhK6BJvK3h8EByjhru7Q2 | OIL GAS EXPLORATION AND PRODUCTION FACILITY. | Revise Existing RBLC ID AK-0076 to include pollutants: PM-10 and VOC which now trigger PSD. | Fine Water Pumps | 17.11 | Ultra Low Sulfur Diesel | 610 | hp | Two ULSD-fired 610 hp Fine Water Pumps | Particulate matter, filterable &lt; 2.5 Âµ (FPM2.5) | Unspecified | (Particulate Matter (PM)) | PM | N |  | 0.15 | GRAMS/HP-H |  | BACT-PSD |  | U | 0 | U | 0 |  |  | 0 |  |  | 0 | 0 | N
AK-0082 | POINT THOMSON PRODUCTION FACILITY | EXXON MOBIL CORPORATION | USA | AK |  | USA | MATT REILE | 907 929 4108 | MATTHEW.R.REILE@EXXONMOBIL.COM | 10 | AK001 | ALASKA DEPT OF ENVIRONMENTAL CONS | MR. JIM PLOSAY | (907) 465-5103 | JOHN.KUTERBACH@ALASKA.GOV |  | AQ1201CPT03 | 1382 | 211111 | 110058932561 | 12/13/2013 &nbsp;ACT | 01/23/2015 &nbsp;ACT | 2015-01-28 | 2016-02-19 | C | http://dec.alaska.gov/Applications/Air/airtoolsweb/Home/ViewAttachment/16685549/QXjhK6BJvK3h8EByjhru7Q2 | OIL GAS EXPLORATION AND PRODUCTION FACILITY. | Revise Existing RBLC ID AK-0076 to include pollutants: PM-10 and VOC which now trigger PSD. | Bulk Tank Generator Engines | 17.11 | Ultra Low Sulfur Diesel | 891 | hp | Two ULSD-fired 891 hp Bulk Tank Storage Area Generator Engines | Particulate matter, filterable &lt; 2.5 Âµ (FPM2.5) | Unspecified | (Particulate Matter (PM)) | PM | N |  | 0.15 | GRAMS/HP-H |  | BACT-PSD |  | U | 0 | U | 0 |  |  | 0 |  |  | 0 | 0 | N
FL-0338 | SAKE PROSPECT DRILLING PROJECT | BHP BILLITON PETROLEUM, INC. |  | FL |  | USA |  |  |  | 4 | OT005 | EPA REGION IV | MS. KATY R. FORNEY | (404) 562-9130 | forney.kathleen@epa.gov |  | OCS-EPA-R4008 | 1381 | 211111 | NA | 03/10/2011 &nbsp;ACT | 05/30/2012 &nbsp;ACT | 2014-02-28 | 2016-05-04 | A | http://www.regulations.gov/#!documentDetail;D=EPA-R04-OAR-2012-0239-0037 | The facility consists of a mobile offshore drilling unit (MODU) using either the Transocean ultra-deepwater C.R. Luigs or the Transocean semisubmersible DD1 to conduct exploratory oil and natural gas drilling in lease blocks within the DeSoto Canyon area of the Gulf of Mexico. | The United States Environmental Protection Agency (EPA) issued this permit pursuant to section 328 of the CAA, 42 U.S.C. Â§ 7627, and the implementing OCS Air Regulations at 40 CFR part 55, which incorporate by reference the PSD Regulations at 40 CFR Â§ 52.21 and the title V Operating Permit Program at 40 CFR part 71. This permit is based upon application materials submitted to EPA by BHP Billiton Petroleum, Inc. (BHPB), dated October 14, 2010, February 9, 2011, September 30, 2011, October 14, 2011, December 21, 2011, January 18, 2012, supplemental submittals in the administrative record for this permit action, and upon the technical analysis performed by EPA. | Main Propulsion Engines - Development Driller 1 | 17.11 | Diesel | 0 |  | Development Driller 1 has eight identical 2002 Caterpillar Model 3612-DITA, 5096 hp diesel electric engines. | Particulate matter, filterable &lt; 2.5 Âµ (FPM2.5) | Unspecified | (Particulate Matter (PM)) | PM | B | Use of good combustion practices based on the current manufacturerâ€™s specifications for these engines, and additional enhanced work practice standards including an engine performance management system, positive crankcase ventilation, turbocharger with aftercooler, and high pressure fuel injection with aftercooler. | 0.57 | G/KW-H | 24-HOUR ROLLING ENGINE LOADS <55% | BACT-PSD | OPERATING PERMIT | U | 0 | U | 0.43 | G/KW-H | 24-HOUR ROLLING ENGINE LOADS >55% | 0 |  |  | 0 | 0 | N
FL-0338 | SAKE PROSPECT DRILLING PROJECT | BHP BILLITON PETROLEUM, INC. |  | FL |  | USA |  |  |  | 4 | OT005 | EPA REGION IV | MS. KATY R. FORNEY | (404) 562-9130 | forney.kathleen@epa.gov |  | OCS-EPA-R4008 | 1381 | 211111 | NA | 03/10/2011 &nbsp;ACT | 05/30/2012 &nbsp;ACT | 2014-02-28 | 2016-05-04 | A | http://www.regulations.gov/#!documentDetail;D=EPA-R04-OAR-2012-0239-0037 | The facility consists of a mobile offshore drilling unit (MODU) using either the Transocean ultra-deepwater C.R. Luigs or the Transocean semisubmersible DD1 to conduct exploratory oil and natural gas drilling in lease blocks within the DeSoto Canyon area of the Gulf of Mexico. | The United States Environmental Protection Agency (EPA) issued this permit pursuant to section 328 of the CAA, 42 U.S.C. Â§ 7627, and the implementing OCS Air Regulations at 40 CFR part 55, which incorporate by reference the PSD Regulations at 40 CFR Â§ 52.21 and the title V Operating Permit Program at 40 CFR part 71. This permit is based upon application materials submitted to EPA by BHP Billiton Petroleum, Inc. (BHPB), dated October 14, 2010, February 9, 2011, September 30, 2011, October 14, 2011, December 21, 2011, January 18, 2012, supplemental submittals in the administrative record for this permit action, and upon the technical analysis performed by EPA. | Main Propulsion Engines - C.R. Luigs | 17.11 | Diesel | 5875 | hp | C.R. Luigs has 8 identical MAN B&W 9L32/40-47 5,875 hp diesel electric engines. | Particulate matter, filterable &lt; 2.5 Âµ (FPM2.5) | Unspecified | (Particulate Matter (PM)) | PM | B | Use of good combustion practices based on the current manufacturerâ€™s specifications for these engines, and additional enhanced work practice standards including an engine performance management system and the Diesel Engines with Turbochargers measurement system, positive crankcase ventilation, turbocharger and aftercooler, and high pressure fuel injection with aftercooler. | 0.24 | G/KW-H | 24-HOUR ROLLING | BACT-PSD | OPERATING PERMIT | U | 0 | U | 0 |  |  | 0 |  |  | 0 | 0 | N
IN-0158 | ST. JOSEPH ENEGRY CENTER, LLC | ST. JOSEPH ENERGY CENTER, LLC | ST. JOSEPH | IN | 46552 | USA | MR. WILLARD LADD | 9144682404 |  | 5 | IN001 | INDIANA DEPT OF ENV MGMT, OFC OF AIR | MR. MATT STUCKEY | (317) 233-0203 | mstuckey@idem.in.gov | PERMIT WRITER: JOSIAH BALOGUN 317-234-5257 JBALOGUN@IDEM.IN.GOV SECTION CHIEF: MATT STUCKEY 317-233-0203 MSTUCKEY@IDEM.IN.GOV | 141-31003-00579 | 4911 | 221112 | 110054881963 | 10/03/2011 &nbsp;ACT | 12/03/2012 &nbsp;ACT | 2013-08-15 | 2016-05-04 | A | HTTP://PERMITS.AIR.IDEM.IN.GOV/31003F.PDF | STATIONARY ELECTRIC UTILITY GENERATING STATION |  | TWO (2) EMERGENCY DIESEL GENERATORS | 17.11 | DIESEL | 1006 | HP EACH | THE TWO INTERNAL COMBUSTION ENGINES, IDENTIFIED AS EG01 AND EG02, EXHAUST THROUGH TWO (2) VENTS. | Particulate matter, filterable &lt; 2.5 Âµ (FPM2.5) | Unspecified | (Particulate Matter (PM)) | PM | P | COMBUSTION DESIGN CONTROLS AND USAGE LIMITS | 0.15 | G/HP-H | 3 HOURS | BACT-PSD |  |  | 0 |  | 500 | HOURS OF OPERATION | YEARLY | 0 |  |  | 0 | 0 | N |  | LIMIT ONE AND TWO ARE FOR EACH GENERATOR
IN-0158 | ST. JOSEPH ENEGRY CENTER, LLC | ST. JOSEPH ENERGY CENTER, LLC | ST. JOSEPH | IN | 46552 | USA | MR. WILLARD LADD | 9144682404 |  | 5 | IN001 | INDIANA DEPT OF ENV MGMT, OFC OF AIR | MR. MATT STUCKEY | (317) 233-0203 | mstuckey@idem.in.gov | PERMIT WRITER: JOSIAH BALOGUN 317-234-5257 JBALOGUN@IDEM.IN.GOV SECTION CHIEF: MATT STUCKEY 317-233-0203 MSTUCKEY@IDEM.IN.GOV | 141-31003-00579 | 4911 | 221112 | 110054881963 | 10/03/2011 &nbsp;ACT | 12/03/2012 &nbsp;ACT | 2013-08-15 | 2016-05-04 | A | HTTP://PERMITS.AIR.IDEM.IN.GOV/31003F.PDF | STATIONARY ELECTRIC UTILITY GENERATING STATION |  | EMERGENCY DIESEL GENERATOR | 17.11 | DIESEL | 2012 | HP | THIS ONE (1) INTERNAL COMBUSTION ENGINE, IDENTIFIED AS EG03, EXHAUSTS THROUGH ONE (1) VENT. | Particulate matter, filterable &lt; 2.5 Âµ (FPM2.5) | Unspecified | (Particulate Matter (PM)) | PM | P | COMBUSTION DESIGN CONTROLS AND USAGE LIMITS | 0.15 | G/HP-H | 3 HOURS | BACT-PSD |  |  | 0 |  | 500 | HOURS OF OPERATION | YEARLY | 0 |  |  | 0 | 0 | N |  | LIMIT ONE AND TWO ARE FOR EACH GENERATOR
IN-0185 | MAG PELLET LLC | MAG PELLET LLC | WHITE | IN | 47980 | USA | BARB MANSFIELD | 5742974227 |  | 5 | IN001 | INDIANA DEPT OF ENV MGMT, OFC OF AIR | MR. MATT STUCKEY | (317) 233-0203 | mstuckey@idem.in.gov | JULIE ALEXANDER JUALEXAN@IDEM.IN.GOV (317) 233-1782 JENNY ACKER JLACKER@IDEM.IN.GOV 317-234-5285 | 181-33965-00054 | 1011 | 212210 | 110055584363 | 12/09/2013 &nbsp;ACT | 04/24/2014 &nbsp;ACT | 2014-08-12 | 2016-05-13 | D | HTTP://PERMITS.AIR.IDEM.IN.GOV/33965F.PDF | A STATIONARY IRON ORE CONCENTRATE PELLETIZING PLANT |  | DIESEL FIRE PUMP | 17.11 | DIESEL | 300 | HP |  | Particulate matter, filterable &lt; 2.5 Âµ (FPM2.5) | Unspecified | (Particulate Matter (PM)) | PM | N |  | 0.15 | G/HP-H |  | BACT-PSD |  |  | 0 |  | 500 | H |  | 0 |  |  | 0 | 0 | N
LA-0308 | MORGAN CITY POWER PLANT | LOUISIANA ENERGY AND POWER AUTHORITY (LEPA) | ST. MARY | LA | 70380 | USA |  |  |  | 6 | LA001 | LOUISIANA DEPARTMENT OF ENV QUALITY | MR. BRYAN D. JOHNSTON | (225)219-3450 | BRYAN.JOHNSTON@LA.GOV |  | PSD-LA-767 | 4911 | 221112 | Not Found | 09/24/2012 &nbsp;ACT | 09/26/2013 &nbsp;ACT | 2017-03-08 | 2017-04-28 | A |  |  |  | 2000 KW Diesel Fired Emergency Generator Engine | 17.11 | Diesel | 20.4 | MMBTU/hr |  | Particulate matter, filterable &lt; 2.5 Âµ (FPM2.5) | Unspecified | (Particulate Matter (PM)) | PM | P | Good combustion and maintenance practices, and compliance with NSPS 40 CFR 60 Subpart IIII | 1.06 | LB/H | HOURLY MAXIMUM | BACT-PSD | OPERATING PERMIT | U | 0 | U | 0.04 | T/YR | ANNUAL MAXIMUM | 0 |  |  | 0 | 0 | N |  | BACT Limit: PM2.5 = 0.441 lb/MWh (12 month average)
LA-0313 | ST. CHARLES POWER STATION | ENTERGY LOUISIANA, LLC | ST. CHARLES | LA | 70068 | USA |  |  |  | 6 | LA001 | LOUISIANA DEPARTMENT OF ENV QUALITY | MR. BRYAN D. JOHNSTON | (225)219-3450 | BRYAN.JOHNSTON@LA.GOV |  | PSD-LA-804 | 4911 | 221112 | Not Found | 06/29/2015 &nbsp;ACT | 08/31/2016 &nbsp;ACT | 2017-03-13 | 2017-04-28 | A |  | The St. Charles Power Station (SCPS) is a new electric power generating facility consisting of two (2) natural gas-fired combined cycle gas turbines, each with a heat recovery stem generator unit equipped with duct burners, and one (1) steam generator turbine. The SCPS will will have a predicted net nominal output of 980 MW at ISO conditions with supplemental duct firing. |  | SCPS Emergency Diesel Generator 1 | 17.11 | Diesel | 2584 | HP |  | Particulate matter, filterable &lt; 2.5 Âµ (FPM2.5) | Unspecified | (Particulate Matter (PM)) | PM | B | Compliance with NESHAP 40 CFR 63 Subpart ZZZZ and NSPS 40 CFR 60 Subpart IIII, and good combustion practices (use of ultra-low sulfur diesel fuel). | 0.86 | LB/H | HOURLY MAXIMUM | BACT-PSD | OPERATING PERMIT | U | 0 | U | 0.21 | T/YR | ANNUAL MAXIMUM | 0 |  |  | 0 | 0 | N |  | BACT Limit = 0.15 G/BHP-HR
NJ-0080 | HESS NEWARK ENERGY CENTER | HESS NEWARK ENERGY CENTER, LLC | ESSEX | NJ | 7105 | USA | PETER HAID | (774) 750-7088 | PHAID@HESS.COM | 2 | NJ001 | NEW JERSEY DEPT OF ENV PROTECTION, DIVISION OF AIR QUALITY | ALIYA KHAN | (609) 292-2169 | Aliya.Khan@dep.nj.gov | Supervisor: Yogesh Doshi - yogesh.doshi@dep.state.nj.us Phone: 609-633-7249 Permit Evaluator: Michael Hogan - michael.hogan@dep.state.nj.us. Phone: (609)-633-1124 | 08857/BOP110001 | 4911 | 221112 | 110044839903 | 12/10/2011 &nbsp;ACT | 11/01/2012 &nbsp;ACT | 2013-04-04 | 2018-04-17 | A |  | Combined Cycle Electric Generating Facility HESS Newark Energy Center (Hess-NEC), proposed at City of Newark (Essex County), New Jersey, would be a new, highly efficient, 655 MW combined-cycle power generating facility. Hess-NEC will consist of two General Electric (GE) combustion turbine generators (CTGs) with a heat input rate of 2,320 MMBtu/hr, that will utilize pipeline natural gas only. Heat recovery steam generators (HRSGs) downstream of the combustion turbines will recover heat from the exhaust gases to generate steam. The HRSGs will be equipped with natural gas-fired duct burners for supplementary firing and will share a single steam turbine generator (STG). Supporting ancillary equipment includes a natural gas fired auxiliary boiler, a 12-cell mechanical draft cooling tower, an emergency diesel generator and an emergency diesel fire pump. | Facility-wide Greenhouse Gas (GHG) emissions as CO2e emissions = 2,003,654 tpy | Emergency Generator | 17.11 | ULSD | 200 | H/YR |  | Particulate matter, filterable &lt; 2.5 Âµ (FPM2.5) | Unspecified | (Particulate Matter (PM)) | PM | P | use of ULSD, a low sulfur clean fuel | 0 |  |  | BACT-PSD | OPERATING PERMIT | U | 0 | U | 0 |  |  | 0 |  |  | 0 | 0 | N
NY-0101 | CORNELL COMBINED HEAT & POWER PROJECT | CORNELL UNIVERSITY | TOMPKINS | NY | 14853 | USA | PATRICK O'MCNALLY | 6072552304 |  | 2 | NY001 | NEW YORK DEPT. OF ENVIRONMENTAL CONSERVATION | MR. NICK ONDERDONK-MILNE | (518)402-8403 | nick.onderdonk-milne@dec.ny.gov |  | NY-0001 | 4931 | 221330 | 110009825181 | 06/03/2008 &nbsp;ACT | 03/12/2008 &nbsp;ACT | 2008-07-14 | 2008-08-18 | B |  | COGENERATION FACILITY FOR UP TO 30 MW ELECTRICITY AS WELL AS STEAM AND HOT WATER FOR ON-CAMPUS USE. OXIDATION CATALYST AND SELECTIVE CATALYTIC REDUCTION INSTALLED TO AVOID PSD FOR NOX, VOC AND CO. | NOX, CO, VOC AND SO2 EMISSION LIMITS INCLUDED IN STATE CONSTRUCTION PERMIT. | EMERGENCY DIESEL GENERATORS (2) | 17.11 | LOW SULFUR DIESEL | 1000 | KW | TWO (2) GENERATORS LIMITED TO 800 HOURS FOR BOTH ANNUALLY | Particulate matter, filterable &lt; 2.5 Âµ (FPM2.5) | Unspecified | (Particulate Matter (PM)) | PM | P | ULTRA LOW SULFUR DIESEL AT 15 PPM S | 0.19 | LB/H | 1 HOUR AVG | BACT-PSD | NSPS , OPERATING PERMIT | U | 0 | U | 20 | % OPACITY |  | 0 |  |  | 0 | 0 | N
WV-0025 | MOUNDSVILLE COMBINED CYCLE POWER PLANT | MOUNDSVILLE POWER, LLC | MARSHALL | WV | 26041 | USA | JON WILLIAMS | 716-856-3333 | JMWILLIAMS@MOUNDSVILLE-POWER.COM | 3 | WV001 | WEST VIRGINIA DEPT. OF ENVRIONMENTAL PROTECTION; DIV. OF AIR QUALITY | MR. JOE KESSLER, PE | (304)926-0499X1219 | Joseph.r.kessler@wv.gov | Permit Writer: Mr. Steve Pursley, PE WV Division of Air Quality 304-926-0499 x1218 | R14-0030 | 4911 | 221112 | Not Found | 05/14/2014 &nbsp;ACT | 11/21/2014 &nbsp;ACT | 2015-01-05 | 2018-05-01 | U |  | Nominal 549 mW(output) natural gas-fired combined cycle power plant. |  | Emergency Generator | 17.11 | Diesel | 2015.7 | HP | Nominal 1,500 kW. Limited to 100 hours/year. | Particulate matter, filterable &lt; 2.5 Âµ (FPM2.5) | Unspecified | (Particulate Matter (PM)) | PM | N |  | 0 |  |  | BACT-PSD | NSPS | U | 0 | U | 0 |  |  | 0.15 | G/HP-HR |  | 0 | 0 | N |  | Additionally, this engine is subject to the opacity requirements given under Â§80.113.
*AK-0084 | DONLIN GOLD PROJECT | DONLIN GOLD LLC. | BETHEL CENSUS AREA | AK | 99575 | USA | STAN FOO | 907-273-0200 | SFOO@DONLINGOLD.COM | 10 | AK001 | ALASKA DEPT OF ENVIRONMENTAL CONS | MR. JIM PLOSAY | (907) 465-5103 | JOHN.KUTERBACH@ALASKA.GOV | AK DEC DIV. OF AIR QUALITY 410 WILLOUGHBY AVE. SUITE 303 JUNEAU, AK 99801 | AQ0934CPT01 | 1041 | 212221 | Not Entered | 10/15/2015 &nbsp;ACT | 06/30/2017 &nbsp;ACT | 2018-06-21 | 2018-06-22 | A | http://dec.alaska.gov/Applications/Air/airtoolsweb/Home/ViewAttachment/16763360/d1h2U6BIY-j857LFU-WYmw2 | The Donlin Gold Project is a gold mine located 12 miles north of Crooked Creek, Alaska on the Kuskokwim River, about 280 miles northwest of Anchorage. The deposit has proven and probable reserves estimated at 33.9 million ounces of gold at 2.1 g/t and could produce up to 1.5 million ounces annually. SIC Code 1041; NAICS Code 212221. |  | Twelve (12) Large ULSD/Natural Gas-Fired Internal Combustion Engines | 17.11 | Diesel and Natural Gas | 143.5 | MMBtu/hr | Twelve 17-MW Wartsila 18V50DF ULSD/Natural Gas-Fired Internal Combustion Engines. Each engine rated at: 143.5 MMBtu/hr on ULSD 141.4 MMBtu/hr on natural gas | Particulate matter, filterable (FPM) | Unspecified | (Particulate Matter (PM)) | PM | P | Clean Fuel and Good Combustion Practices | 0.15 | G/KW-HR (ULSD) |  | BACT-PSD |  | U | 0 | N | 0 |  |  | 0 |  |  | 0 | 0 | N |  | Potential particulate matter emissions of 47.0 tpy for each engine (EU 1-12).
*FL-0363 | DANIA BEACH ENERGY CENTER | FLORIDA POWER AND LIGHT COMPANY | BROWARD | FL | 33314 | USA | JOHN HAMPP | 561-691-2894 | JOHN.HAMPP@FPL.COM | 4 | FL001 | FLORIDA DEPT. OF ENVIRONMENTAL PROTECTION | MR. DAVID READ | (850) 717-9000 | David.Read@dep.state.fl.us |  | 0110037-017-AC | 4911 | 221112 | 110002044065 | 07/27/2017 &nbsp;ACT | 12/04/2017 &nbsp;ACT | 2018-04-03 | 2018-04-11 | B | https://arm-permit2k.dep.state.fl.us/nontv/0110037.017.AC.F.ZIP | 1200 megawatt 2-on-1 combined cycle facility, natural gas-fired, with limited ULSD use. GE 7HA turbines | Technical evaluation available at https://arm-permit2k.dep.state.fl.us/nontv/0110037.017.AC.D.ZIP | Two 3300 kW emergency generators | 17.11 | ULSD | 0 |  | Two ULSD-fueled emergency engines. BACT = Subpart IIII limits. | Particulate matter, filterable (FPM) | Unspecified | (Particulate Matter (PM)) | PM | P | Clean fuel | 0.2 | GRAMS PER KWH |  | BACT-PSD | NSPS | U | 0 | U | 0 |  |  | 0 |  |  | 0 | 0 | N |  | Equals Subpart IIII limit
*MD-0042 | WILDCAT POINT GENERATION FACILITY | OLD DOMINION ELECTRIC CORPORATION (ODEC) | CECIL | MD | 17563 | USA | DAVID N. SMITH | 8049684045 | DSMITH@ODEC.COM | 3 | MD001 | MARYLAND DEPARTMENT OF THE ENVIRONMENT | MR. WILLIAM PAUL | (410)537-3276 | bpaul@mde.state.md.us | WILLIAM PAUL 410-537-3276 BILL.PAUL@MARYLAND.GOV | CPCN CASE NO. 9327 | 4911 | 221119 | 110062854834 | 04/08/2014 &nbsp;ACT | 04/08/2014 &nbsp;ACT | 2015-07-31 | 2018-03-23 | A |  | 1000 MEGAWATT COMBINED CYCLE NATURAL GAS-FIRED POWER PLANTFACILITY-WIDE PM10 EMISSION LIMIT = 278 TONS/YR FACILITY-WIDE PM2.5 EMISSION LIMIT = 272 TONS/YR FACILITY-WIDE SAM EMISSION LIMIT = 96 TONS/YR FACILITY-WIDE CO2E EMISSION LIMIT = 3,498,026 TONS/YR | FACILITY-WIDE PM10 EMISSION LIMIT = 278 TONS/YR FACILITY-WIDE PM2.5 EMISSION LIMIT = 272 TONS/YR FACILITY-WIDE SAM EMISSION LIMIT = 96 TONS/YR FACILITY-WIDE CO2E EMISSION LIMIT = 3,498,026 TONS/YR | EMERGENCY GENERATOR 1 | 17.11 | ULTRA LOW SULFU DIESEL | 2250 | KW | 40 CFR 60 SUBPART IIII, ULTRA LOW-SULFUR DIESEL FUEL, GOOD COMBUSTION PRACTICES | Particulate matter, filterable (FPM) | Unspecified | (Particulate Matter (PM)) | PM | P | EXCLUSIVE USE OF ULSD FUEL, GOOD COMBUSTION PRACTICES, LIMITED HOURS OF OPERATION, AND DESIGNED TO ACHIEVE EMISSION LIMITS | 0.15 | G/HP-H |  | BACT-PSD | NSPS |  | 0 |  | 0.2 | G/KW-H |  | 0 |  |  | 0 | 0 | N |  | NSPS 40 CFR 60 SUBPART IIII
*MI-0433 | MEC NORTH, LLC AND MEC SOUTH LLC | MARSHALL ENERGY CENTER LLC | CALHOUN | MI | 49068 | USA | WILLARD LADD | 914-468-2402 | WLADD@DEVELOPMENTPARTNERS.COM | 5 | MI001 | MICHIGAN DEPT OF ENVIRONMENTAL QUALITY | MS. CINDY SMITH | (517)284-6802 | SMITHC17@MICHIGAN.GOV | There are two plants (MEC North, LLC and MEC South, LLC) that will operate as separate entities but they are considered a single stationary source and the installation of the two new plants was reviewed as a single project. There are two Air Permits to Install for the two plants (167-17 and 168-17). For technical questions regarding either of the two permits, please contact the permit engineer Ms. Catherine Asselin at 517-284-6786 or at asselinc@michigan.gov. Thank you. | 167-17 AND 168-17 | 4911 | 221112 | Not Found | 05/22/2018 &nbsp;ACT | 06/29/2018 &nbsp;ACT | 2018-08-17 | 2018-08-22 | A |  | Natural gas combined cycle power plant (two plants: north and south) | There are two plants that will operate as separate entities and each received a separate Air Permit to Install, but they are considered one stationary source and were reviewed as one project. | EUEMENGINE (North Plant): Emergency Engine | 17.11 | Diesel | 1341 | HP | A 1,341 HP (1,000 kilowatts (KW)) diesel-fired emergency engine with a model year of 2011 or later, and a displacement of <10 liters/cylinder. The engine is designed to be compliant with Tier IV emission standards. Equipped with a diesel particulate filter. | Particulate matter, filterable (FPM) | Unspecified | (Particulate Matter (PM)) | PM | B | Diesel particulate filter, good combustion practices and meeting NSPS Subpart IIII requirements. | 0.2 | G/KW-H | HOURLY | BACT-PSD | NSPS | N | 0 | N | 0 |  |  | 0 |  |  | 0 | 0 | N
*MI-0433 | MEC NORTH, LLC AND MEC SOUTH LLC | MARSHALL ENERGY CENTER LLC | CALHOUN | MI | 49068 | USA | WILLARD LADD | 914-468-2402 | WLADD@DEVELOPMENTPARTNERS.COM | 5 | MI001 | MICHIGAN DEPT OF ENVIRONMENTAL QUALITY | MS. CINDY SMITH | (517)284-6802 | SMITHC17@MICHIGAN.GOV | There are two plants (MEC North, LLC and MEC South, LLC) that will operate as separate entities but they are considered a single stationary source and the installation of the two new plants was reviewed as a single project. There are two Air Permits to Install for the two plants (167-17 and 168-17). For technical questions regarding either of the two permits, please contact the permit engineer Ms. Catherine Asselin at 517-284-6786 or at asselinc@michigan.gov. Thank you. | 167-17 AND 168-17 | 4911 | 221112 | Not Found | 05/22/2018 &nbsp;ACT | 06/29/2018 &nbsp;ACT | 2018-08-17 | 2018-08-22 | A |  | Natural gas combined cycle power plant (two plants: north and south) | There are two plants that will operate as separate entities and each received a separate Air Permit to Install, but they are considered one stationary source and were reviewed as one project. | EUEMENGINE (South Plant): Emergency Engine | 17.11 | Diesel | 1341 | HP | A 1,341 HP (1,000 kilowatts (kW)) diesel-fired emergency engine with a model year of 2011 or later, and a displacement of <10 liters/cylinder. The engine is designed to be compliant with Tier IV emission standards. Equipped with a diesel particulate filter. | Particulate matter, filterable (FPM) | Unspecified | (Particulate Matter (PM)) | PM | B | Diesel particulate filter, good combustion practices and meeting NSPS IIII requirements. | 0.2 | G/KW-H | HOURLY | BACT-PSD | NSPS | N | 0 | N | 0 |  |  | 0 |  |  | 0 | 0 | N
*MI-0435 | BELLE RIVER COMBINED CYCLE POWER PLANT | DTE ELECTRIC COMPANY | ST. CLAIR | MI | 48054 | USA | MATTHEW PAUL | 313-235-3374 | MATTHEW.PAUL@DTEENERGY.COM | 5 | MI001 | MICHIGAN DEPT OF ENVIRONMENTAL QUALITY | MS. CINDY SMITH | (517)284-6802 | SMITHC17@MICHIGAN.GOV | For technical questions regarding the permit, please contact the permit engineer, Mr. John Vial, at 517-284-6805 or at vialj@michigan.gov. Thank you. | 19-18 | 4911 | 221112 | Not Found | 06/22/2018 &nbsp;ACT | 07/16/2018 &nbsp;ACT | 2018-08-23 | 2018-08-24 | B |  | Natural gas combined-cycle power plant | The new combined cycle plant is proposed to be located near DTE's existing Belle River and St. Clair coal fired power plants. The three plants will be considered a single stationary source. It will have a capacity of 1,150 megawatts. | EUEMENGINE: Emergency engine | 17.11 | Diesel | 2 | MW | A nominal 2 MW diesel-fueled emergency engine with a model year of 2011 or later, and a displacement of <10 liters/cylinder. The engine is an EPA Tier 2 certified engine subject to NSPS IIII. | Particulate matter, filterable (FPM) | Unspecified | (Particulate Matter (PM)) | PM | P | State of the art combustion design | 0.2 | G/KW-H | HOURLY | BACT-PSD | NSPS | N | 0 | N | 0 |  |  | 0 |  |  | 0 | 0 | N
*PA-0309 | LACKAWANNA ENERGY CTR/JESSUP | LACKAWANNA ENERGY CENTER, LLC | LACKAWANNA | PA | 18434 | USA |  |  |  | 3 | PA001 | PENNSYLVANIA DEPT OF ENVIRONMENTAL PROTECTION, BUREAU OF AIR QUALITY | MR. ROBERT COOK | (717)772-3974 | rwcook@pa.gov |  | 35-00069A | 4911 | 221112 | 110069993385 | 07/11/2014 &nbsp;ACT | 12/23/2015 &nbsp;ACT | 2017-07-18 | 2017-07-20 | A |  | This plan approval is for the construction and temporary operation of three (3) identical General Electric Model 7HA.02 natural gas fired combustion turbines and heat recovery steam generator with duct burners (CT/HRSG). Each CT/HRSG combined-cycle process block includes one (1) combustion gas turbine and one (1) heat recovery steam generator with duct burners with all three (3) CT/HRSG sharing one (1) steam turbine. The entire power block is rated at 1,500 MW. Additional equipment includes: one (1) 2,000 kW diesel-fired emergency generator one (1) 315 HP diesel-fired emergency fire water pump one (1) 184.8 MM BTU/hr natural gas fired boiler one (1) 12 MMBTU/hr natural gas fuel gas heater two (2) Diesel fuel storage tanks four (4) lubricating oil tanks one (1) aqueous ammonia storage tank |  | 2000 kW Emergency Generator | 17.11 | Ultra-low sulfur Diesel | 0 |  | To allow maintenance of vital plant loads during power outages or maintenance of the switchyard. | Particulate matter, filterable (FPM) | Unspecified | (Particulate Matter (PM)) | PM | N |  | 0.025 | GM/HP-HR |  | BACT-PSD |  | U | 0 | U | 0.004 | TONS | 12-MONTH ROLLING BASIS | 0 |  |  | 0 | 0 | N
*SD-0005 | DEER CREEK STATION | BASIN ELECTRIC POWER COOPERATIVE | BROOKINGS | SD | 57026 | USA | JERRY MENGE | 7012230441 |  | 8 | SD001 | SOUTH DAKOTA DEPT OF WATER & NAT'L RES | KYRIK ROMBOUGH | (605)730-3151 | kyrik.rombough@state.sd.us |  | 28.0505-PSD | 4911 | 221112 | 110055510433 | &nbsp; | 06/29/2010 &nbsp;ACT | 2011-06-30 | 2018-03-23 | A |  | Natural gas-fired combustion turbine and heat recovery steam generator for electricity production. The facility has a maximum net output of 300 megawatts. |  | Emergency Generator | 17.11 | Distillate Oil | 2000 | Kilowatts |  | Particulate matter, filterable (FPM) | Unspecified | (Particulate Matter (PM)) | PM | N |  | 0 |  |  | BACT-PSD | NSPS | U | 0 | U | 0 |  |  | 0 |  |  | 0 | 0 | N |  | BACT was determined to be the requirements in 40 CFR Part 60, Subpart IIII
*SD-0005 | DEER CREEK STATION | BASIN ELECTRIC POWER COOPERATIVE | BROOKINGS | SD | 57026 | USA | JERRY MENGE | 7012230441 |  | 8 | SD001 | SOUTH DAKOTA DEPT OF WATER & NAT'L RES | KYRIK ROMBOUGH | (605)730-3151 | kyrik.rombough@state.sd.us |  | 28.0505-PSD | 4911 | 221112 | 110055510433 | &nbsp; | 06/29/2010 &nbsp;ACT | 2011-06-30 | 2018-03-23 | A |  | Natural gas-fired combustion turbine and heat recovery steam generator for electricity production. The facility has a maximum net output of 300 megawatts. |  | Fire Water Pump | 17.11 | Distillate Oil | 577 | horsepower |  | Particulate matter, filterable (FPM) | Unspecified | (Particulate Matter (PM)) | PM | N |  | 0 |  |  | BACT-PSD | NSPS | U | 0 | U | 0 |  |  | 0 |  |  | 0 | 0 | N |  | BACT was determined to be the requirements in 40 CFR Part 60, Subpart IIII
AL-0301 | NUCOR STEEL TUSCALOOSA, INC. | NUCOR STEEL TUSCALOOSA, INC. | TUSCALOOSA | AL | 35404 | USA | ERIC LARMORE | 2055621132 | ERIC.LARMORE@NUCOR.COM | 4 | AL001 | ALABAMA DEPT OF ENVIRONMENTAL MGMT | MR. DALE HURST | (334) 271-7882 | ADH@ADEM.STATE.AL.US |  | 413-0033-X014 - X020 | 3312 | 331111 | 110042026170 | 03/19/2014 &nbsp;ACT | 07/22/2014 &nbsp;ACT | 2015-05-11 | 2016-06-08 | D |  | STEEL MILL ADDING 2ND BAGHOUSE TO EAF, AUSTENITIZING FURNACE, TEMPERING FURNACE, VACUUM DEGASSER, PLASMA TORCHES, AND EMERGENCY GENERATORS | ADDING 2ND BAGHOUSE TO EAF, AUSTENITIZING FURNACE, TEMPERING FURNACE, VACUUM DEGASSER, PLASMA TORCHES, AND EMERGENCY GENERATORS | DIESEL FIRED EMERGENCY GENERATOR | 17.11 | DIESEL | 800 | HP |  | Particulate matter, filterable (FPM) | EPA/OAR Mthd 5 | (Particulate Matter (PM)) | PM | N |  | 0.0007 | LB/HP-H |  | BACT-PSD | NSPS , MACT | N | 0 | N | 0 |  |  | 0 |  |  | 0 | 0 | N
AR-0140 | BIG RIVER STEEL LLC | BIG RIVER STEEL LLC | MISSISSIPPI | AR | 72370 | USA | DAVID STICKLER | 3309080813 |  | 6 | AR001 | ARKANSAS DEPT OF ENVIRONMENTAL QUALITY | MR. THOMAS RHEAUME | (501) 682-0762 | rheaume@adeq.state.ar.us |  | 2305-AOP-R0 | 3312 | 331111 | 110067436625 | 03/14/2013 &nbsp;ACT | 09/18/2013 &nbsp;ACT | 2016-11-09 | 2016-12-13 | A | HTTP: | THE FACILITY WILL CONSIST OF TWO ELECTRIC ARC FURNACES TO MELT SCRAP IRON AND STEEL, LADLE METALLURGY FURNACES (LMF) TO ADJUST THE CHEMISTRY, A RH DEGASSER AND BOILER FOR FURTHER REFINEMENT, AND CASTERS. |  | EMERGENCY GENERATORS | 17.11 | DIESEL | 1500 | KW |  | Particulate matter, filterable (FPM) | Unspecified | (Particulate Matter (PM)) | PM | P | GOOD OPERATING PRACTICES, LIMITED HOURS OF OPERATION, COMPLIANCE WITH NSPS SUBPART IIII | 0.02 | G/KW-H |  | BACT-PSD |  |  | 0 |  | 0 |  |  | 0 |  |  | 0 | 0 | N
FL-0328 | ENI - HOLY CROSS DRILLING PROJECT | ENI U.S. OPERATING COMPANY, INC. |  | FL |  | USA |  |  |  | 4 | OT005 | EPA REGION IV | MS. KATY R. FORNEY | (404) 562-9130 | forney.kathleen@epa.gov |  | OCS-EPA-R4007 | 1382 | 211112 | Not Available | 10/20/2010 &nbsp;ACT | 10/27/2011 &nbsp;ACT | 2011-10-31 | 2016-04-14 | A | http://www.epa.gov/region4/air/permits/OCSPermits/EniOCS.html | The project, known as the Holy Cross Drilling Project, will mobilize the Pathfinder drillship, and support vessels to drill in the Gulf of Mexico, Lloyd Ridge lease block 411, to determine the presence of natural gas. The exploratory drilling activity will consist of two phases: the initial drilling phase and the well completion phase; the Pathfinder will complete both phases. The operation will last up to two years, and based on applicable permitting regulations, is a â€œtemporary sourceâ€ for PSD permitting purposes. | Sys Admin: (Will Remove Note on Completion) 2/24/16 Talked to Region 4 and they did not know each polt was to be listed separately. Editor, Andrew Porter, will go into this det and correct the problem. ==================================== | Main Propulsion Engines | 17.11 | Diesel | 0 |  | WÃ¤rtsilÃ¤ Vasa 18V32 LNE and WÃ¤rtsilÃ¤ Vasa 12V32 LNE model engines | Particulate matter, filterable (FPM) | Unspecified | (Particulate Matter (PM)) | PM | P | Use of good combustion practices based on the current manufacturerâ€™s specifications for these engines, and additional enhanced work practice standards including an engine performance management system and the Diesel Engines with Turbochargers (DEWT) measurement system. | 0.43 | G/KW-H | 24-HOUR ROLLING | BACT-PSD |  | U | 0 | U | 0 |  |  | 0 |  |  | 0 | 0 | N
FL-0338 | SAKE PROSPECT DRILLING PROJECT | BHP BILLITON PETROLEUM, INC. |  | FL |  | USA |  |  |  | 4 | OT005 | EPA REGION IV | MS. KATY R. FORNEY | (404) 562-9130 | forney.kathleen@epa.gov |  | OCS-EPA-R4008 | 1381 | 211111 | NA | 03/10/2011 &nbsp;ACT | 05/30/2012 &nbsp;ACT | 2014-02-28 | 2016-05-04 | A | http://www.regulations.gov/#!documentDetail;D=EPA-R04-OAR-2012-0239-0037 | The facility consists of a mobile offshore drilling unit (MODU) using either the Transocean ultra-deepwater C.R. Luigs or the Transocean semisubmersible DD1 to conduct exploratory oil and natural gas drilling in lease blocks within the DeSoto Canyon area of the Gulf of Mexico. | The United States Environmental Protection Agency (EPA) issued this permit pursuant to section 328 of the CAA, 42 U.S.C. Â§ 7627, and the implementing OCS Air Regulations at 40 CFR part 55, which incorporate by reference the PSD Regulations at 40 CFR Â§ 52.21 and the title V Operating Permit Program at 40 CFR part 71. This permit is based upon application materials submitted to EPA by BHP Billiton Petroleum, Inc. (BHPB), dated October 14, 2010, February 9, 2011, September 30, 2011, October 14, 2011, December 21, 2011, January 18, 2012, supplemental submittals in the administrative record for this permit action, and upon the technical analysis performed by EPA. | Main Propulsion Engines - Development Driller 1 | 17.11 | Diesel | 0 |  | Development Driller 1 has eight identical 2002 Caterpillar Model 3612-DITA, 5096 hp diesel electric engines. | Particulate matter, filterable (FPM) | Unspecified | (Particulate Matter (PM)) | PM | B | Use of good combustion practices based on the current manufacturerâ€™s specifications for these engines, and additional enhanced work practice standards including an engine performance management system, positive crankcase ventilation, turbocharger with aftercooler, and high pressure fuel injection with aftercooler. | 0.43 | G/KW-H | 24-HOUR ROLLING ENGINE LOADS >55% | BACT-PSD | OPERATING PERMIT | U | 0 | U | 0.57 | G/KW-H | 24-HOUR ROLLING ENGINE LOADS <55% | 0 |  |  | 0 | 0 | N
FL-0338 | SAKE PROSPECT DRILLING PROJECT | BHP BILLITON PETROLEUM, INC. |  | FL |  | USA |  |  |  | 4 | OT005 | EPA REGION IV | MS. KATY R. FORNEY | (404) 562-9130 | forney.kathleen@epa.gov |  | OCS-EPA-R4008 | 1381 | 211111 | NA | 03/10/2011 &nbsp;ACT | 05/30/2012 &nbsp;ACT | 2014-02-28 | 2016-05-04 | A | http://www.regulations.gov/#!documentDetail;D=EPA-R04-OAR-2012-0239-0037 | The facility consists of a mobile offshore drilling unit (MODU) using either the Transocean ultra-deepwater C.R. Luigs or the Transocean semisubmersible DD1 to conduct exploratory oil and natural gas drilling in lease blocks within the DeSoto Canyon area of the Gulf of Mexico. | The United States Environmental Protection Agency (EPA) issued this permit pursuant to section 328 of the CAA, 42 U.S.C. Â§ 7627, and the implementing OCS Air Regulations at 40 CFR part 55, which incorporate by reference the PSD Regulations at 40 CFR Â§ 52.21 and the title V Operating Permit Program at 40 CFR part 71. This permit is based upon application materials submitted to EPA by BHP Billiton Petroleum, Inc. (BHPB), dated October 14, 2010, February 9, 2011, September 30, 2011, October 14, 2011, December 21, 2011, January 18, 2012, supplemental submittals in the administrative record for this permit action, and upon the technical analysis performed by EPA. | Main Propulsion Engines - C.R. Luigs | 17.11 | Diesel | 5875 | hp | C.R. Luigs has 8 identical MAN B&W 9L32/40-47 5,875 hp diesel electric engines. | Particulate matter, filterable (FPM) | Unspecified | (Particulate Matter (PM)) | PM | B | Use of good combustion practices based on the current manufacturerâ€™s specifications for these engines, and additional enhanced work practice standards including an engine performance management system and the Diesel Engines with Turbochargers measurement system, positive crankcase ventilation, turbocharger and aftercooler, and high pressure fuel injection with aftercooler. | 0.43 | G/KW-H | 24-HOUR ROLLING | BACT-PSD | OPERATING PERMIT | U | 0 | U | 0 |  |  | 0 |  |  | 0 | 0 | N
IL-0114 | CRONUS CHEMICALS, LLC | CRONUS CHEMICALS, LLC | DOUGLAS | IL | 60601 | USA | ERZIN ATAC | 312-863-8638 | ERZIN.ATAC@CRONUCHEM.COM | 5 | IL001 | ILLINOIS EPA, BUREAU OF AIR | MR. RAY PILAPIL | (217) 782-2113 | ray.pilapil@illinois.gov | Permit Writer: Bob Smet 217-785-9250 robert.smet@illinois.gov | 13060007 | 2873 | 325311 | 110055568522 | 02/14/2014 &nbsp;ACT | 09/05/2014 &nbsp;ACT | 2014-12-24 | 2016-05-05 | A | http://yosemite.epa.gov/r5/in_permt.nsf/6f1ebc583aad45448625763f0053e08e/02fa71769b748f8886257da2004e4f4f!OpenDocument | Plant will produce urea and ammonia, but ammonia production will be limited to a maximum of 3 months of the year (4,880 tpd urea and 2,789 tpd ammonia). |  | Emergency Generator | 17.11 | distillate fuel oil | 3755 | HP |  | Particulate matter, filterable (FPM) | Unspecified | (Particulate Matter (PM)) | PM | P | Tier IV standards for non-road engines at 40 CFR 1039.102, Table 7. | 0.1 | G/KW-H |  | BACT-PSD |  | U | 0 | U | 0 |  |  | 0 |  |  | 0 | 0 | N
IN-0158 | ST. JOSEPH ENEGRY CENTER, LLC | ST. JOSEPH ENERGY CENTER, LLC | ST. JOSEPH | IN | 46552 | USA | MR. WILLARD LADD | 9144682404 |  | 5 | IN001 | INDIANA DEPT OF ENV MGMT, OFC OF AIR | MR. MATT STUCKEY | (317) 233-0203 | mstuckey@idem.in.gov | PERMIT WRITER: JOSIAH BALOGUN 317-234-5257 JBALOGUN@IDEM.IN.GOV SECTION CHIEF: MATT STUCKEY 317-233-0203 MSTUCKEY@IDEM.IN.GOV | 141-31003-00579 | 4911 | 221112 | 110054881963 | 10/03/2011 &nbsp;ACT | 12/03/2012 &nbsp;ACT | 2013-08-15 | 2016-05-04 | A | HTTP://PERMITS.AIR.IDEM.IN.GOV/31003F.PDF | STATIONARY ELECTRIC UTILITY GENERATING STATION |  | TWO (2) EMERGENCY DIESEL GENERATORS | 17.11 | DIESEL | 1006 | HP EACH | THE TWO INTERNAL COMBUSTION ENGINES, IDENTIFIED AS EG01 AND EG02, EXHAUST THROUGH TWO (2) VENTS. | Particulate matter, filterable (FPM) | Unspecified | (Particulate Matter (PM)) | PM | P | COMBUSTION DESIGN CONTROLS AND USAGE LIMITS | 0.15 | G/HP-H |  | BACT-PSD |  |  | 0 |  | 500 | HOURS OF OPERATION | YEARLY | 0 |  |  | 0 | 0 | N |  | LIMIT ONE AND TWO ARE FOR EACH GENERATOR
IN-0158 | ST. JOSEPH ENEGRY CENTER, LLC | ST. JOSEPH ENERGY CENTER, LLC | ST. JOSEPH | IN | 46552 | USA | MR. WILLARD LADD | 9144682404 |  | 5 | IN001 | INDIANA DEPT OF ENV MGMT, OFC OF AIR | MR. MATT STUCKEY | (317) 233-0203 | mstuckey@idem.in.gov | PERMIT WRITER: JOSIAH BALOGUN 317-234-5257 JBALOGUN@IDEM.IN.GOV SECTION CHIEF: MATT STUCKEY 317-233-0203 MSTUCKEY@IDEM.IN.GOV | 141-31003-00579 | 4911 | 221112 | 110054881963 | 10/03/2011 &nbsp;ACT | 12/03/2012 &nbsp;ACT | 2013-08-15 | 2016-05-04 | A | HTTP://PERMITS.AIR.IDEM.IN.GOV/31003F.PDF | STATIONARY ELECTRIC UTILITY GENERATING STATION |  | EMERGENCY DIESEL GENERATOR | 17.11 | DIESEL | 2012 | HP | THIS ONE (1) INTERNAL COMBUSTION ENGINE, IDENTIFIED AS EG03, EXHAUSTS THROUGH ONE (1) VENT. | Particulate matter, filterable (FPM) | Unspecified | (Particulate Matter (PM)) | PM | P | COMBUSTION DESIGN CONTROLS AND USAGE LIMITS | 0.15 | G/HP-H | 3 HOURS | BACT-PSD |  |  | 0 |  | 500 | HOURS OF OPERATION | YEALRY | 0 |  |  | 0 | 0 | N |  | LIMIT ONE AND TWO ARE FOR EACH GENERATOR
IN-0166 | INDIANA GASIFICATION, LLC | INDIANA GASIFICATION, LLC | SPENCER | IN | 47635 | USA | MARK LUBBERS | 3174905078 |  | 5 | IN001 | INDIANA DEPT OF ENV MGMT, OFC OF AIR | MR. MATT STUCKEY | (317) 233-0203 | mstuckey@idem.in.gov | PERMIT WRITER: JOSIAH BALOGUN 317-234-5257 JBALOGUN@IDEM.IN.GOV SECTION CHIEF: MATT STUCKEY 317-233-0203 MSTUCKEY@IDEM.IN.GOV | T147-30464-00060 | 4925 | 221210 | 110045439888 | 04/20/2011 &nbsp;ACT | 06/27/2012 &nbsp;ACT | 2013-08-16 | 2016-05-04 | A | HTTP://PERMITS.AIR.IDEM.IN.GOV/30464F.PDF | THE PERMITTEE OWNS AND OPERATES A STATIONARY SUBSTITUTE NATURAL GAS (SNG) AND LIQUEFIED CARBON DIOXIDE (CO2) PRODUCTION PLANT ALSO SIC: 2819 NAICS: 211112 | ALSO SIC: 2819 NAICS: 211112 | TWO (2) EMERGENCY GENERATORS | 17.11 | DIESEL | 1341 | HORSEPOWER, EACH | IDENTIFIED AS EU-009A AND EU-009B | Particulate matter, filterable (FPM) | Unspecified | (Particulate Matter (PM)) | PM | P | USE OF LOW-S DIESEL AND LIMITED HOURS OF NON-EMERGENCY OPERATION | 15 | PPM SULFUR |  | BACT-PSD |  | N | 0 |  | 0 |  |  | 0 |  |  | 0 | 0 | N |  | EMISSION LIMIT: EACH EMERGENCY GENERATOR SHALL NOT EXCEED 52 HOURS PER YEAR OF NONEMERGENCY
IN-0166 | INDIANA GASIFICATION, LLC | INDIANA GASIFICATION, LLC | SPENCER | IN | 47635 | USA | MARK LUBBERS | 3174905078 |  | 5 | IN001 | INDIANA DEPT OF ENV MGMT, OFC OF AIR | MR. MATT STUCKEY | (317) 233-0203 | mstuckey@idem.in.gov | PERMIT WRITER: JOSIAH BALOGUN 317-234-5257 JBALOGUN@IDEM.IN.GOV SECTION CHIEF: MATT STUCKEY 317-233-0203 MSTUCKEY@IDEM.IN.GOV | T147-30464-00060 | 4925 | 221210 | 110045439888 | 04/20/2011 &nbsp;ACT | 06/27/2012 &nbsp;ACT | 2013-08-16 | 2016-05-04 | A | HTTP://PERMITS.AIR.IDEM.IN.GOV/30464F.PDF | THE PERMITTEE OWNS AND OPERATES A STATIONARY SUBSTITUTE NATURAL GAS (SNG) AND LIQUEFIED CARBON DIOXIDE (CO2) PRODUCTION PLANT ALSO SIC: 2819 NAICS: 211112 | ALSO SIC: 2819 NAICS: 211112 | THREE (3) FIREWATER PUMP ENGINES | 17.11 | DIESEL | 575 | HORSEPOWER, EACH | IDENTIFIED AS EU-010A-C. | Particulate matter, filterable (FPM) | Unspecified | (Particulate Matter (PM)) | PM | P | USE OF LOW-S DIESEL AND LIMITED HOURS OF NON-EMERGENCY OPERATION | 15 | PPM SULFUR |  | BACT-PSD |  | N | 0 |  | 0 |  |  | 0 |  |  | 0 | 0 | N |  | EMISSION LIMITS: EACH EMERGENCY GENERATOR SHALL NOT EXCEED 52 HOURS PER YEAR OF NONEMERGENCY OPERATION.
IN-0173 | MIDWEST FERTILIZER CORPORATION | MIDWEST FERTILIZER CORPORATION | POSEY | IN | 47620 | USA | MICHAEL CHORLTON | 3176258315 |  | 5 | IN001 | INDIANA DEPT OF ENV MGMT, OFC OF AIR | MR. MATT STUCKEY | (317) 233-0203 | mstuckey@idem.in.gov | PERMIT WRITER: DAVID MATOUSEK (317) 232-8253 DMATOUSE@IDEM.IN.GOV SECTION CHIEF: NATHAN BELL (317) 233-5670 NBELL@IDEM.IN.GOV | 129-33576-00059 | 2873 | 325311 | 110059696841 | 08/26/2013 &nbsp;ACT | 06/04/2014 &nbsp;ACT | 2014-07-17 | 2016-05-04 | A | HTTP://PERMITS.AIR.IDEM.IN.GOV/33576F.PDF | A STATIONARY NITROGEN FERTILIZER MANUFACTURING FACILITY |  | DIESEL FIRED EMERGENCY GENERATOR | 17.11 | NO. 2, DIESEL | 3600 | BHP | ANNUAL OPERATING HOURS SHALL NOT EXCEED 500 HOURS. INSIGNIFICANT ACTIVITY WILL NOT BE TESTED. | Particulate matter, filterable (FPM) | Unspecified | (Particulate Matter (PM)) | PM | P | GOOD COMBUSTION PRACTICES | 0.15 | G/BHP-H | 3-HR AVERAGE | BACT-PSD |  | N | 0 |  | 0 |  |  | 0 |  |  | 0 | 0 | N
IN-0179 | OHIO VALLEY RESOURCES, LLC | OHIO VALLEY RESOURCES, LLC | SPENCER | IN | 47635 | USA | DOUG WILSON | 6185990015 |  | 5 | IN001 | INDIANA DEPT OF ENV MGMT, OFC OF AIR | MR. MATT STUCKEY | (317) 233-0203 | mstuckey@idem.in.gov | SECTION CHIEF: NATHAN BELL (317) 233-5670 NBELL@IDEM.IN.GOV PERMIT WRITER: DAVID MATOUSEK (317) 232-8253 DMATOUSE@IDEM.IN.GOV | 147-32322-00062 | 2873 | 325311 | 110055148273 | 09/17/2012 &nbsp;ACT | 09/25/2013 &nbsp;ACT | 2014-08-12 | 2016-05-04 | A | HTTP://PERMITS.AIR.IDEM.IN.GOV/32322F.PDF | NITROGENOUS FERTILIZER PRODUCTION PLANT |  | DIESEL-FIRED EMERGENCY GENERATOR | 17.11 | NO. 2 FUEL OIL | 4690 | B-HP | ANNUAL HOURS OF OPERATION NOT TO EXCEED 200 HOURS. | Particulate matter, filterable (FPM) | Unspecified | (Particulate Matter (PM)) | PM | P | GOOD COMBUSTION PRACTICES | 0.15 | G/B-HP-H | 3-HR AVERAGE | BACT-PSD |  | N | 0 |  | 0 |  |  | 0 |  |  | 0 | 0 | N |  | ADD ON CONTROLS ARE NOT NORMALLY REQUIRED FOR LIMITED USE EMISSION UNITS.
IN-0180 | MIDWEST FERTILIZER CORPORATION | MIDWEST FERTILIZER CORPORATION | POSEY | IN | 47620 | USA | MICHAEL CHORLTON | 3176258315 |  | 5 | IN001 | INDIANA DEPT OF ENV MGMT, OFC OF AIR | MR. MATT STUCKEY | (317) 233-0203 | mstuckey@idem.in.gov | PERMIT WRITER: DAVID MATOUSEK (317) 232-8253 DMATOUSE@IDEM.IN.GOV SECTION CHIEF: NATHAN BELL (317) 233-5670 NBELL@IDEM.IN.GOV | 129-33576-00059 | 2873 | 325311 | 110059696841 | 08/26/2013 &nbsp;ACT | 06/04/2014 &nbsp;ACT | 2014-08-12 | 2016-05-05 | A | HTTP://PERMITS.AIR.IDEM.IN.GOV/33576F.PDF | A STATIONARY NITROGEN FERTILIZER MANUFACTURING FACILITY |  | DIESEL FIRED EMERGENCY GENERATOR | 17.11 | NO. 2, DIESEL | 3600 | BHP | ANNUAL OPERATING HOURS SHALL NOT EXCEED 500 HOURS. INSIGNIFICANT ACTIVITY WILL NOT BE TESTED. | Particulate matter, filterable (FPM) | Unspecified | (Particulate Matter (PM)) | PM | P | GOOD COMBUSTION PRACTICES | 0.15 | G/B-HP-H | 3-HR AVERAGE | BACT-PSD |  | N | 0 |  | 0 |  |  | 0 |  |  | 0 | 0 | N
IN-0185 | MAG PELLET LLC | MAG PELLET LLC | WHITE | IN | 47980 | USA | BARB MANSFIELD | 5742974227 |  | 5 | IN001 | INDIANA DEPT OF ENV MGMT, OFC OF AIR | MR. MATT STUCKEY | (317) 233-0203 | mstuckey@idem.in.gov | JULIE ALEXANDER JUALEXAN@IDEM.IN.GOV (317) 233-1782 JENNY ACKER JLACKER@IDEM.IN.GOV 317-234-5285 | 181-33965-00054 | 1011 | 212210 | 110055584363 | 12/09/2013 &nbsp;ACT | 04/24/2014 &nbsp;ACT | 2014-08-12 | 2016-05-13 | D | HTTP://PERMITS.AIR.IDEM.IN.GOV/33965F.PDF | A STATIONARY IRON ORE CONCENTRATE PELLETIZING PLANT |  | DIESEL FIRE PUMP | 17.11 | DIESEL | 300 | HP |  | Particulate matter, filterable (FPM) | Unspecified | (Particulate Matter (PM)) | PM | N |  | 0.15 | G/HP-H |  | BACT-PSD |  |  | 0 |  | 500 | H |  | 0 |  |  | 0 | 0 | N
MD-0044 | COVE POINT LNG TERMINAL | DOMINION COVE POINT LNG, LP | CALVERT | MD |  | USA | RICHARD B. GANGLE | SYSNULL |  | 3 | MD001 | MARYLAND DEPARTMENT OF THE ENVIRONMENT | MR. WILLIAM PAUL | (410)537-3276 | bpaul@mde.state.md.us | WILLIAM PAUL 410-537-3276 BILL.PAUL@MARYLAND.GOV | PSC CASE NO. 9318 | 4911 | 221119 | Not Found | 06/09/2014 &nbsp;ACT | 06/09/2014 &nbsp;ACT | 2015-08-25 | 2018-05-14 | U |  | LIQUIFIED NATURAL GAS PROCESSING FACILITY AND 130 MEGAWATT GENERATING STATIONFACILITY-WIDE PM10 EMISSION LIMIT = 124.2 TONS/YR FACILITY-WIDE PM2.5 EMISSION LIMIT= 124/2 TONS/YR FACILITY-WIDE CO2E EMISSION LIMIT = 2,030,988 TONS/YR FACILITY-WIDE FORMALDEHYDE EMISION LIMIT = 6.2 TONS/YR | FACILITY-WIDE PM10 EMISSION LIMIT = 124.2 TONS/YR FACILITY-WIDE PM2.5 EMISSION LIMIT= 124/2 TONS/YR FACILITY-WIDE CO2E EMISSION LIMIT = 2,030,988 TONS/YR FACILITY-WIDE FORMALDEHYDE EMISION LIMIT = 6.2 TONS/YR | EMERGENCY GENERATOR | 17.11 | ULTRA LOW SULFUR DIESEL | 1550 | HP | 40 CFR 60, SUBPART IIII, ULTRA LOW-SULFUR DIESEL FUEL, GOOD COMBUSTION PRACTICES | Particulate matter, filterable (FPM) | Unspecified | (Particulate Matter (PM)) | PM | P | EXCLUSIVE USE OF ULSD FUEL, GOOD COMBUSTION PRACTICES AND DESIGNED TO ACHIEVE EMISSION LIMITS | 0.15 | G/HP-H |  | BACT-PSD |  |  | 0 |  | 0.2 | G/KW-H |  | 0 |  |  | 0 | 0 | N
MI-0400 | WOLVERINE POWER | WOLVERINE POWER SUPPLY COOPERATIVE, INC. | PRESQUE ISLE | MI | 49779 | USA | BRIAN WARNER | 2317755700 X 3336 | BWARNER@WPSCI.COM | 5 | MI001 | MICHIGAN DEPT OF ENVIRONMENTAL QUALITY | MS. CINDY SMITH | (517)284-6802 | SMITHC17@MICHIGAN.GOV | Please contact permit engineer Melissa Byrnes at 517-373-7065 with questions regarding this permit. Thank you. | 317-07 | 4911 | 221112 | 26-14105823 | 09/26/2007 &nbsp;ACT | 06/29/2011 &nbsp;ACT | 2012-10-18 | 2016-04-14 | A |  | Coal-fired power plant. |  | Emergency generator | 17.11 | Diesel | 4000 | HP | Maximum operation was based on 500 hours per year. | Particulate matter, filterable (FPM) | Unspecified | (Particulate Matter (PM)) | PM | N |  | 0.15 | G/HP-H | TEST PROTOCOL; BACT/SIP/NSPS | BACT-PSD | NSPS , SIP | N | 0 | N | 0 |  |  | 0 |  |  | 0 | 0 | N
MI-0402 | SUMPTER POWER PLANT | WOLVERINE POWER SUPPLY COOPERATIVE INC. | WAYNE | MI | 48111 | USA | BRIAN WARNER | 231-775-5700 | BWARNER@WPSCI.COM | 5 | MI001 | MICHIGAN DEPT OF ENVIRONMENTAL QUALITY | MS. CINDY SMITH | (517)284-6802 | SMITHC17@MICHIGAN.GOV | Please contact permit engineer Julie Brunner at 517-373-7088 or brunnerj1@michigan.gov for questions related to this permit. Thank you. | 81-11 | 4911 | 221112 | 2616305315 | 05/27/2011 &nbsp;ACT | 11/17/2011 &nbsp;ACT | 2012-11-30 | 2016-05-04 | D |  | Utility--Natural gas fired combustion turbine | Other Facility Wide Pollutants not listed below: PM10 = 14.8 tpy PM2.5 = 14.8 tpy CO2e = 232,639 tpy | Diesel fuel-fired combustion engine (RICE) | 17.11 | Diesel | 732 | HP | Diesel fuel-fired engine for emergency. | Particulate matter, filterable (FPM) | Unspecified | (Particulate Matter (PM)) | PM | P | Good combustion practices | 0.05 | G/HP-H | TEST | BACT-PSD | NSPS , NESHAP , OTHER | N | 0 | N | 0 |  |  | 0 |  |  | 0 | 0 | N |  | Top ranking option
MI-0406 | RENAISSANCE POWER LLC | LS POWER DEVELOPMENT LLC | MONTCALM | MI | 48811 | USA | BRADLEY COOLEY | 636-534-3268 | BCOOLEY@LSPOWER.COM | 5 | MI001 | MICHIGAN DEPT OF ENVIRONMENTAL QUALITY | MS. CINDY SMITH | (517)284-6802 | SMITHC17@MICHIGAN.GOV | Please contact the permit engineer, Melissa Byrnes, at 517-284-6790 or at BYRNESM@michigan.gov for technical questions regarding this permit. Thank you. | 51-13 | 4911 | 221112 | 2611705287 | 07/13/2013 &nbsp;ACT | 11/01/2013 &nbsp;ACT | 2014-03-19 | 2016-07-07 | C |  | For technical questions regarding this permit, please contact the permit engineer, Melissa Byrnes, at 517-284-6790. Thank you. | Other facility-wide pollutants not listed below (tpy): PM10=211.19+ PM2.5=205.24+ Lead=0.0027+ CO2e=5,398,441+ Sulfuric Acid Mist=5.67+ | FG-EMGEN7-8; Two (2) 1,000kW diesel-fueled emergency reciprocating internal combustion engines | 17.11 | Diesel | 1000 | kW | 1,000 kW (1,502 hp) each; hours restriction = 500 hours each per year. | Particulate matter, filterable (FPM) | Unspecified | (Particulate Matter (PM)) | PM | P | Good combustion practices. | 0.15 | G/B-HP-H | TEST PROTOCOL; EACH UNIT | BACT-PSD | NSPS | N | 0 | N | 0 |  |  | 0 |  |  | 0 | 0 | N |  | The PM limit of 0.15 g/bhp-hr applies to each unit.
MI-0421 | GRAYLING PARTICLEBOARD | ARAUCO NORTH AMERICA | CRAWFORD | MI | 49738 | USA | RICH WEBER | 803-431-2046 | RICH.WEBER@ARAUCO-NA.COM | 5 | MI001 | MICHIGAN DEPT OF ENVIRONMENTAL QUALITY | MS. CINDY SMITH | (517)284-6802 | SMITHC17@MICHIGAN.GOV | Please contact the permit engineer, Mr. Andrew Drury, at 517-284-6792 or at drurya@michigan.gov for technical questions related to the permit. Thank you. | 59-16 | 2493 | 321219 | Not Found | 06/30/2016 &nbsp;ACT | 08/26/2016 &nbsp;ACT | 2017-01-27 | 2017-07-20 | A |  | Particleboard manufacturing |  | Emergency Diesel Generator Engine (EUEMRGRICE in FGRICE) | 17.11 | Diesel | 500 | H/YR | One emergency diesel generator engine rated at 1600 kW (EUEMRGRICE in FGRICE). | Particulate matter, filterable (FPM) | Unspecified | (Particulate Matter (PM)) | PM | P | Certified engines, good design, operation and combustion practices. Operational restrictions/limited use. | 1.41 | LB/H | TEST PROTOCOL WILL SPECIFY AVG TIME | BACT-PSD | NSPS | N | 0 | N | 0.2 | G/KW-H | TEST PROTOCOL WILL SPECIFY AVG TIME | 0 |  |  | 0 | 0 | N |  | No technically feasible add on control identified.
MI-0421 | GRAYLING PARTICLEBOARD | ARAUCO NORTH AMERICA | CRAWFORD | MI | 49738 | USA | RICH WEBER | 803-431-2046 | RICH.WEBER@ARAUCO-NA.COM | 5 | MI001 | MICHIGAN DEPT OF ENVIRONMENTAL QUALITY | MS. CINDY SMITH | (517)284-6802 | SMITHC17@MICHIGAN.GOV | Please contact the permit engineer, Mr. Andrew Drury, at 517-284-6792 or at drurya@michigan.gov for technical questions related to the permit. Thank you. | 59-16 | 2493 | 321219 | Not Found | 06/30/2016 &nbsp;ACT | 08/26/2016 &nbsp;ACT | 2017-01-27 | 2017-07-20 | A |  | Particleboard manufacturing |  | Dieself fire pump engine (EUFIREPUMP in FGRICE) | 17.11 | Diesel | 500 | H/YR | One diesel fire pump engine rated at 400 KW (identified as EUFIREPUMP in FGRICE). | Particulate matter, filterable (FPM) | Unspecified | (Particulate Matter (PM)) | PM | P | Certified engines, good design, operation and combustion practices. Operational restrictions/limited use. | 0.18 | LB/H | TEST PROTOCOL WILL SPECIFY AVG TIME | BACT-PSD | NSPS | N | 0 | N | 0.2 | G/KW-H | TEST PROTOCOL WILL SPECIFY AVG TIME | 0 |  |  | 0 | 0 | N |  | No technically feasible add on control identified.
MI-0423 | INDECK NILES, LLC | INDECK NILES, LLC | CASS | MI | 49120 | USA | MICHAEL DUBOIS | 847-520-3212 | MDUBOIS@INDECKENERGY.COM | 5 | MI001 | MICHIGAN DEPT OF ENVIRONMENTAL QUALITY | MS. CINDY SMITH | (517)284-6802 | SMITHC17@MICHIGAN.GOV | Please contact the permit engineer, Catherine Asselin at 517-284-6786, or at asselinc@michigan.gov, for technical questions regarding the permit. Thank you. | 75-16 | 4911 | 221112 | Not Found | 10/25/2016 &nbsp;ACT | 01/04/2017 &nbsp;ACT | 2017-06-02 | 2018-03-08 | A |  | Natural gas combined cycle power plant. | The permit includes equipment not entered into the RBLC due to a lack of emission limits or material limits; these include a cold cleaner, a number of space heaters, and two fuel tanks. | EUEMENGINE (Diesel fuel emergency engine) | 17.11 | Diesel Fuel | 22.68 | MMBTU/H | a 2,922 horsepower (HP) (2,179 kilowatts (kW)) diesel fueled emergency engine manufactured in 2011 or later and a displacement of <10 liters/cylinder. Restricted to 4 hours/day, except during emergency conditions and stack testing, and 500 hours/year on a 12-month rolling time period basis. | Particulate matter, filterable (FPM) | Unspecified | (Particulate Matter (PM)) | PM | P | Good combustion practices and meeting NSPS Subpart IIII requirements. | 0.2 | G/KW-H | TEST PROTOCOL WILL SPECIFY AVG TIME | BACT-PSD | NSPS | N | 0 | N | 0 |  |  | 0 |  |  | 0 | 0 | N
MI-0425 | GRAYLING PARTICLEBOARD | ARAUCO NORTH AMERICA | CRAWFORD | MI | 49738 | USA | RICH WEBER | 803-431-2046 | RICH.WEBER@ARAUCO-NA.COM | 5 | MI001 | MICHIGAN DEPT OF ENVIRONMENTAL QUALITY | MS. CINDY SMITH | (517)284-6802 | SMITHC17@MICHIGAN.GOV | Please contact the permit engineer, Mr. Andrew Drury, at 517-284-6792 or at drurya@michigan.gov for technical questions regarding this permit. Thank you. | 59-16A | 2493 | 321219 | Not Found | 03/06/2017 &nbsp;ACT | 05/09/2017 &nbsp;ACT | 2017-08-02 | 2017-11-15 | A |  | Particleboard manufacturing. |  | EUEMRGRICE1 in FGRICE (Emergency diesel generator engine) | 17.11 | Diesel | 500 | H/YR | One emergency diesel generator engine rated at 1500 KW (EUEMRGRICE1 in FGRICE). | Particulate matter, filterable (FPM) | Unspecified | (Particulate Matter (PM)) | PM | P | Certified engines, good design, operation and combustion practices. Operational restrictions/limited use. | 0.66 | LB/H | TEST PROTOCOL SHALL SPECIFY | BACT-PSD | NSPS | N | 0 | N | 0.2 | G/KW-H | TEST PROTOCOL SHALL SPECIFY | 0 |  |  | 0 | 0 | N |  | No technically feasible add on control identified.
MI-0425 | GRAYLING PARTICLEBOARD | ARAUCO NORTH AMERICA | CRAWFORD | MI | 49738 | USA | RICH WEBER | 803-431-2046 | RICH.WEBER@ARAUCO-NA.COM | 5 | MI001 | MICHIGAN DEPT OF ENVIRONMENTAL QUALITY | MS. CINDY SMITH | (517)284-6802 | SMITHC17@MICHIGAN.GOV | Please contact the permit engineer, Mr. Andrew Drury, at 517-284-6792 or at drurya@michigan.gov for technical questions regarding this permit. Thank you. | 59-16A | 2493 | 321219 | Not Found | 03/06/2017 &nbsp;ACT | 05/09/2017 &nbsp;ACT | 2017-08-02 | 2017-11-15 | A |  | Particleboard manufacturing. |  | EUEMRGRICE2 in FGRICE (Emergency Diesel Generator Engine) | 17.11 | Diesel | 500 | H/YR | One emergency diesel generator engine rated at 1500 KW (EUEMRGRICE2 in FGRICE). | Particulate matter, filterable (FPM) | Unspecified | (Particulate Matter (PM)) | PM | P | Certified engines, good design, operation and combustion practices. Operational restrictions/limited use. | 0.22 | LB/H | TEST PROTOCOL SHALL SPECIFY | BACT-PSD | NSPS | N | 0 | N | 0.2 | G/KW-H | TEST PROTOCOL SHALL SPECIFY | 0 |  |  | 0 | 0 | N |  | No technically feasible add on control identified.
MI-0425 | GRAYLING PARTICLEBOARD | ARAUCO NORTH AMERICA | CRAWFORD | MI | 49738 | USA | RICH WEBER | 803-431-2046 | RICH.WEBER@ARAUCO-NA.COM | 5 | MI001 | MICHIGAN DEPT OF ENVIRONMENTAL QUALITY | MS. CINDY SMITH | (517)284-6802 | SMITHC17@MICHIGAN.GOV | Please contact the permit engineer, Mr. Andrew Drury, at 517-284-6792 or at drurya@michigan.gov for technical questions regarding this permit. Thank you. | 59-16A | 2493 | 321219 | Not Found | 03/06/2017 &nbsp;ACT | 05/09/2017 &nbsp;ACT | 2017-08-02 | 2017-11-15 | A |  | Particleboard manufacturing. |  | EUFIREPUMP in FGRICE (Diesel fire pump engine) | 17.11 | Diesel | 500 | H/YR | One diesel fire pump engine rated at 400 KW (EUFIREPUMP in FGRICE). | Particulate matter, filterable (FPM) | Unspecified | (Particulate Matter (PM)) | PM | P | Certified engines. Good design, operation and combustion practices. Operational restrictions/limited use. | 0.18 | LB/H | TEST PROTOCOL SHALL SPECIFY | BACT-PSD | NSPS | N | 0 | N | 0.2 | G/KW-H | TEST PROTOCOL SHALL SPECIFY | 0 |  |  | 0 | 0 | N |  | No technically feasible add on control identified.
NJ-0084 | PSEG FOSSIL LLC SEWAREN GENERATING STATION | PSEG FOSSIL LLC | MIDDLESEX | NJ | 07095-1439 | USA | DOUGLAS GORDON | (973)430-6092 | DOUGLAS.GORDON@PSEG.COM | 2 | NJ001 | NEW JERSEY DEPT OF ENV PROTECTION, DIVISION OF AIR QUALITY | ALIYA KHAN | (609) 292-2169 | Aliya.Khan@dep.nj.gov | David J. Owen: Phone number: 609-633-1129 E-mail: david.owen@dep.nj.gov | 18068/BOP150001 | 4911 | 221112 | 110000801614 | 02/01/2016 &nbsp;ACT | 03/10/2016 &nbsp;ACT | 2016-05-13 | 2018-04-17 | B | http://www.state.nj.us/dep/aqpp/ | PSEG Fossil LLC Sewaren Generating Station (Sewaren or Facility) is located at 751 Cliff Road, Sewaren, New Jersey 07077-1439, Middlesex County, New Jersey. This â€œProjectâ€ to be built at Sewaren would be a 1-on-1 (1 combustion turbine and a single steam turbine) combined-cycle electric generating unit including its ancillary equipment. The electric output of the combined-cycle combustion turbine (CCCT) at ISO conditions will be approximately 345 MW and the approximate output of the steam turbine at these conditions and with 100% supplemental heat input will be 240 MW. | A. The Facility Wide emission Increase given below is from this project. B. The Project will consist of the following equipment: [1] One (1) General Electric (GE) 7HA.02 CCCT nominally rated at 345 MW at ISO conditions without duct firing with a maximum heat input rate of: 3,311 MMBtu/hr(HHV) at (94) degrees F, 47% RH firing natural gas 3,452 MMBtu/hr(HHV) at (0) degrees F, and 50% RH when firing ULSD [2.] One (1) 730 MMBtu/hr (HHV) natural gas-fired duct burner [3] One (1) 80 MMBtu/hr (HHV) natural gas fired auxiliary boiler [4] One (1) 2.60 MMBtu/hr (HHV), 360 brake horsepower, emergency diesel fire pump, [5] One (1) 19.1 MMBtu/hr (HHV), approximately 2,000 kW emergency diesel generator, and, [6] A 3-cell, 13,000 gallon per minute (â€œgpmâ€) auxiliary wet mechanical draft cooling tower. | Diesel Fired Emergency Generator | 17.11 | ULSD | 44 | H/YR |  | Particulate matter, filterable (FPM) | Unspecified | (Particulate Matter (PM)) | PM | P | use of ULSD a clean burning fuel, and limited hours of operation | 0.26 | LB/H |  | BACT-PSD | NSPS , OPERATING PERMIT | N | 0 | N | 0 |  |  | 0 |  |  | 0 | 0 | N
NY-0103 | CRICKET VALLEY ENERGY CENTER | CRICKET VALLEY ENERGY CENTER LLC | USA | NY | 12522-0407 | USA |  | 845-877-0596 | INFO@CRICKETVALLEY.COM | 2 | NY001 | NEW YORK DEPT. OF ENVIRONMENTAL CONSERVATION | MR. NICK ONDERDONK-MILNE | (518)402-8403 | nick.onderdonk-milne@dec.ny.gov | DEC Region 3 845-256-3000 | 3-1326-00275/00009 | 4911 | 221112 | 110043340364 | 02/03/2016 &nbsp;ACT | 02/03/2016 &nbsp;ACT | 2017-08-24 | 2017-09-28 | A | http://www.dec.ny.gov/chemical/32249.html | Cricket Valley Energy Center LLC (CVEC) constructed the Cricket Valley Energy Center (the Facility), a nominal net 1,000-megawatt (MW) combined-cycle gas turbine electric generating facility, on a site located in Dover, Dutchess County, New York. The Facility consists of three General Electric (GE) Model 7FA.05 combustion turbine generators (CTGs) operating in combined-cycle mode with supplemental firing of the heat recovery steam generators (HRSGs); natural gas will be the sole fuel fired in the CTGs and duct burners. The Facility will include a natural gas-fired auxiliary boiler, four ultra-low sulfur distillate (ULSD) fired black-start generator engines and a ULSD-fired emergency fire pump engine. In addition to the air emitting equipment, the Facility will include three steam turbine generators (STGs), an air cooled condenser (ACC) and associated auxiliary equipment and systems. Each combined cycle generating unit consisting of the CTG, HRSG and STG will be exhausted through its own stack. Air emissions from the proposed Facility primarily consist of products of combustion from the CTGs, HRSG duct burners, and ancillary combustion sources. Dutchess County is designated as in attainment with respect to the National Ambient Air Quality Standards (NAAQS) for all criteria pollutants with the exception of ozone. Based upon the potential to emit (PTE) estimates, the Facility is subject to Prevention of Significant Deterioration (PSD) requirements for emissions of carbon monoxide (CO); nitrogen oxides (NOx); particulate matter (PM) with a diameter equal to or less than 10 microns (PM10), PM with a diameter equal to or less than 2.5 microns (PM2.5); greenhouse gases (GHG); sulfuric acid mist (H2SO4); and volatile organic compounds (VOC). In accordance with the NYSDECâ€™s Nonattainment New Source Review (NNSR) permitting program, the Facility is also subject to NNSR for emissions of NOx and VOC. |  | Black start generator | 17.11 | ultra low sulfur diesel | 3000 | KW |  | Particulate matter, filterable (FPM) | Unspecified | (Particulate Matter (PM)) | PM | P | Compliance demonstrated with vendor emission certification and adherence to vendor-specified maintenance recommendations. | 0.15 | G/BHP-H | 1 H | BACT-PSD |  | U | 0 | U | 0 |  |  | 0 |  |  | 0 | 0 | N
NY-0104 | CPV VALLEY ENERGY CENTER | CPV VALLEY LLC | ORANGE | NY | 10940 | USA |  |  |  | 2 | NY001 | NEW YORK DEPT. OF ENVIRONMENTAL CONSERVATION | MR. NICK ONDERDONK-MILNE | (518)402-8403 | nick.onderdonk-milne@dec.ny.gov | DEC Region 3 845-256-3000 | 3-335600136/00001 | 4911 | 221112 | 110043332471 | 08/01/2013 &nbsp;ACT | 08/01/2013 &nbsp;ACT | 2017-08-25 | 2017-09-28 | A |  | CPV Valley Energy Center is a 680 MW combined cycle electric generating facility located in Middletown, NY. The combustion turbines are rated at 2,234 MMBTU/H firing natural gas and 2,145 MMBTU/H firing diesel fuel. The duct burners are rated for 500 MMBTU/H firing natural gas. In addition to the turbines their emission limits for the auxiliary boiler (73.5 MMBTU/H), emergency generator, fire pump, and gas heater. | State Facility Permit | Emergency generator | 17.11 | ultra low sulfur diesel | 0 |  |  | Particulate matter, filterable (FPM) | Other - Methods 201/201A and 202 | (Particulate Matter (PM)) | PM | P | Ultra low sulfur diesel with maximum sulfur content 0.0015 percent. | 0.03 | G/BHP-H | 1 H | BACT-PSD |  | U | 0 | U | 0 |  |  | 0 |  |  | 0 | 0 | N |  | Also PM-10
PR-0009 | ENERGY ANSWERS ARECIBO PUERTO RICO RENEWABLE ENERGY PROJECT | ENERGY ANSWERS ARECIBO, LLC | ARECIBO | PR |  | USA | MARK GREEN | (347)-351-5248 |  | 2 | OT003 | EPA REGION II | MR. FRANK JON | (212)637-4085 | jon.frank@epa.gov | Ms. Viorica Petriman petriman.viorica@epa.gov | R2-PSD 1 | 4953 | 221119 | FRL-9911-10-Region 2 | 11/11/2012 &nbsp;ACT | 04/10/2014 &nbsp;ACT | 2014-10-14 | 2016-05-05 | A |  | Energy Answers Arecibo is a new resource recovery facility capable of producing up to 77 megawatts (MW) of electrical power while combusting municipal solid waste, as the primary fuel. | This is a PSD permit for a new/greenfield facility. | Emergency Diesel Generator | 17.11 | ULSD Fuel oil # 2 | 0 |  | Emergency Generator is rated at 670 BHP and is limited to 500 hr per year (emergency and testing and maintenance, combined) | Particulate matter, filterable (FPM) | Unspecified | (Particulate Matter (PM)) | PM | N |  | 0.15 | G/B-HP-H |  | BACT-PSD |  | U | 0 | U | 0.22 | LB/H |  | 0 |  |  | 0 | 0 | N
*AK-0084 | DONLIN GOLD PROJECT | DONLIN GOLD LLC. | BETHEL CENSUS AREA | AK | 99575 | USA | STAN FOO | 907-273-0200 | SFOO@DONLINGOLD.COM | 10 | AK001 | ALASKA DEPT OF ENVIRONMENTAL CONS | MR. JIM PLOSAY | (907) 465-5103 | JOHN.KUTERBACH@ALASKA.GOV | AK DEC DIV. OF AIR QUALITY 410 WILLOUGHBY AVE. SUITE 303 JUNEAU, AK 99801 | AQ0934CPT01 | 1041 | 212221 | Not Entered | 10/15/2015 &nbsp;ACT | 06/30/2017 &nbsp;ACT | 2018-06-21 | 2018-06-22 | A | http://dec.alaska.gov/Applications/Air/airtoolsweb/Home/ViewAttachment/16763360/d1h2U6BIY-j857LFU-WYmw2 | The Donlin Gold Project is a gold mine located 12 miles north of Crooked Creek, Alaska on the Kuskokwim River, about 280 miles northwest of Anchorage. The deposit has proven and probable reserves estimated at 33.9 million ounces of gold at 2.1 g/t and could produce up to 1.5 million ounces annually. SIC Code 1041; NAICS Code 212221. |  | Black Start and Emergency Internal Cumbustion Engines | 17.11 | Diesel | 1500 | kWe | Two (2) 600 kWe black start diesel generators and four (4) 1,500 kWe emergency diesel generators. | Particulate matter, total &lt; 10 Âµ (TPM10) | Unspecified | (Particulate Matter (PM)) | PM | P | Clean Fuel and Good Combustion Practices | 0.25 | G/KW-HR | 3-HOUR AVERAGE | BACT-PSD | NSPS | U | 0 | U | 0 |  |  | 0 |  |  | 0 | 0 | N |  | NSPS Subpart IIII engines
*AK-0084 | DONLIN GOLD PROJECT | DONLIN GOLD LLC. | BETHEL CENSUS AREA | AK | 99575 | USA | STAN FOO | 907-273-0200 | SFOO@DONLINGOLD.COM | 10 | AK001 | ALASKA DEPT OF ENVIRONMENTAL CONS | MR. JIM PLOSAY | (907) 465-5103 | JOHN.KUTERBACH@ALASKA.GOV | AK DEC DIV. OF AIR QUALITY 410 WILLOUGHBY AVE. SUITE 303 JUNEAU, AK 99801 | AQ0934CPT01 | 1041 | 212221 | Not Entered | 10/15/2015 &nbsp;ACT | 06/30/2017 &nbsp;ACT | 2018-06-21 | 2018-06-22 | A | http://dec.alaska.gov/Applications/Air/airtoolsweb/Home/ViewAttachment/16763360/d1h2U6BIY-j857LFU-WYmw2 | The Donlin Gold Project is a gold mine located 12 miles north of Crooked Creek, Alaska on the Kuskokwim River, about 280 miles northwest of Anchorage. The deposit has proven and probable reserves estimated at 33.9 million ounces of gold at 2.1 g/t and could produce up to 1.5 million ounces annually. SIC Code 1041; NAICS Code 212221. |  | Twelve (12) Large ULSD/Natural Gas-Fired Internal Combustion Engines | 17.11 | Diesel and Natural Gas | 143.5 | MMBtu/hr | Twelve 17-MW Wartsila 18V50DF ULSD/Natural Gas-Fired Internal Combustion Engines. Each engine rated at: 143.5 MMBtu/hr on ULSD 141.4 MMBtu/hr on natural gas | Particulate matter, total &lt; 10 Âµ (TPM10) | Unspecified | (Particulate Matter (PM)) | PM | P | Clean Fuel and Good Combustion Practices | 0.29 | G/KW-HR (ULSD) | 3-HOUR AVERAGE | BACT-PSD |  | U | 0 | N | 0.13 | G/KW-HR (NATURAL GAS | 3-HOUR AVERAGE | 0 |  |  | 0 | 0 | N |  | Potential particulate matter emissions of 47.0 tpy for each engine (EU 1-12).
*KS-0036 | WESTAR ENERGY - EMPORIA ENERGY CENTER | WESTAR ENERGY | LYON | KS | 66801 | USA | STEPHANIE HIRNER | 785-575-8447 |  | 7 | KS001 | KANSAS DEPT. OF HEALTH & ENVIRONMENT, BR. OF AIR & RADIATION, KS | GYANENDRA PRASAI, PE | 785-296-6427 | Gyanendra.X.Prasai@ks.gov | Gerald McIntyre, E-mail address: Gerald.McIntyre@ks.gov; | C-10656 | 4911 | 221112 | Not Found | 10/16/2012 &nbsp;ACT | 03/18/2013 &nbsp;ACT | 2017-08-23 | 2017-08-25 | C |  | The Westar Energy - Emporia Energy Center (Source ID: 1110046) is a fossil fuel power generation facility located in Emporia, Kansas. | This PSD permit with tracking number C-10656 is a modification of PSD permits C-9132 (issued on 5/5/2011) and C-7072 (issued 4/17/2007). | Caterpillar C18DITA Diesel Engine Generator | 17.11 | No. 2 Distillate Fuel Oil | 900 | BHP |  | Particulate matter, total &lt; 10 Âµ (TPM10) | Unspecified | (Particulate Matter (PM)) | PM | P | utilize efficient combustion/design technology | 0.066 | G/BHP-H |  | BACT-PSD |  | U | 0 | U | 0 |  |  | 0 |  |  | 0 | 0 | N
*LA-0312 | ST. JAMES METHANOL PLANT | SOUTH LOUISIANA METHANOL LP | ST. JAMES | LA |  | USA | BRIAN JONES | (512) 394-7346 |  | 6 | LA001 | LOUISIANA DEPARTMENT OF ENV QUALITY | MR. BRYAN D. JOHNSTON | (225)219-3450 | BRYAN.JOHNSTON@LA.GOV | Permit Writer: Mr. Christopher Smith, (225) 219-3439 | PSD-LA-780(M-1) | 2869 | 325998 | Not Found | 09/30/2015 &nbsp;ACT | 06/30/2017 &nbsp;ACT | 2017-03-10 | 2017-12-27 | A |  | New MeOH plant designed to produce 5,275 metric tons per day of refined methanol from natural gas and carbon dioxide (CO2) feedstock | New methanol plant designed to produce 5,275 metric tons per day of refined methanol from natural gas and carbon dioxide (CO2) feedstock | DFP1-13 - Diesel Fire Pump Engine (EQT0013) | 17.11 | Diesel | 650 | horsepower | Operating hour limit: 100 hr/yr | Particulate matter, total &lt; 10 Âµ (TPM10) | Unspecified | (Particulate Matter (PM)) | PM | P | Compliance with NSPS Subpart IIII | 0.15 | LB/HR |  | BACT-PSD | NSPS , OPERATING PERMIT | U | 0 | U | 0 |  |  | 0 |  |  | 0 | 0 | N |  | Limit: 0.15 g/hp-hr
*LA-0312 | ST. JAMES METHANOL PLANT | SOUTH LOUISIANA METHANOL LP | ST. JAMES | LA |  | USA | BRIAN JONES | (512) 394-7346 |  | 6 | LA001 | LOUISIANA DEPARTMENT OF ENV QUALITY | MR. BRYAN D. JOHNSTON | (225)219-3450 | BRYAN.JOHNSTON@LA.GOV | Permit Writer: Mr. Christopher Smith, (225) 219-3439 | PSD-LA-780(M-1) | 2869 | 325998 | Not Found | 09/30/2015 &nbsp;ACT | 06/30/2017 &nbsp;ACT | 2017-03-10 | 2017-12-27 | A |  | New MeOH plant designed to produce 5,275 metric tons per day of refined methanol from natural gas and carbon dioxide (CO2) feedstock | New methanol plant designed to produce 5,275 metric tons per day of refined methanol from natural gas and carbon dioxide (CO2) feedstock | DEG1-13 - Diesel Fired Emergency Generator Engine (EQT0012) | 17.11 | Diesel | 1474 | horsepower | Operating hours limit: 100 hr/yr. | Particulate matter, total &lt; 10 Âµ (TPM10) | Unspecified | (Particulate Matter (PM)) | PM | P | Compliance with NSPS Subpart IIII | 0.08 | LB/HR |  | BACT-PSD | NSPS , OPERATING PERMIT | U | 0 | U | 0 |  |  | 0 |  |  | 0 | 0 | N |  | Limit: 0.15 g/hp-hr
*LA-0315 | G2G PLANT | BIG LAKE FUELS LLC | CALCASIEU | LA | 70605 | USA |  |  |  | 6 | LA001 | LOUISIANA DEPARTMENT OF ENV QUALITY | MR. BRYAN D. JOHNSTON | (225)219-3450 | BRYAN.JOHNSTON@LA.GOV |  | PSD-LA-781 | 2869 | 325110 | Not Found | 09/04/2013 &nbsp;ACT | 05/23/2014 &nbsp;ACT | 2017-03-13 | 2017-03-16 | A |  | The G2G Plant will be a natural gas to gasoline production facility which will use natural gas to produce methanol that will be subsequently converted into gasoline. |  | Emergency Diesel Generator 1 | 17.11 | Diesel | 5364 | HP |  | Particulate matter, total &lt; 10 Âµ (TPM10) | Unspecified | (Particulate Matter (PM)) | PM | P | Proper design and operation; use of ultra-low sulfur diesel | 1.76 | LB/H | HOURLY MAXIMUM | BACT-PSD | NSPS , OPERATING PERMIT | U | 0 | U | 0.09 | T/YR | ANNUAL MAXIMUM | 0.15 | G/BHP-H |  | 0 | 0 | N |  | BACT Limit = 0.15 G/BHP-H (0.2 G/KW-H) (12-Month Rolling Average)
*LA-0315 | G2G PLANT | BIG LAKE FUELS LLC | CALCASIEU | LA | 70605 | USA |  |  |  | 6 | LA001 | LOUISIANA DEPARTMENT OF ENV QUALITY | MR. BRYAN D. JOHNSTON | (225)219-3450 | BRYAN.JOHNSTON@LA.GOV |  | PSD-LA-781 | 2869 | 325110 | Not Found | 09/04/2013 &nbsp;ACT | 05/23/2014 &nbsp;ACT | 2017-03-13 | 2017-03-16 | A |  | The G2G Plant will be a natural gas to gasoline production facility which will use natural gas to produce methanol that will be subsequently converted into gasoline. |  | Emergency Diesel Generator 2 | 17.11 | Diesel | 5364 | HP |  | Particulate matter, total &lt; 10 Âµ (TPM10) | Unspecified | (Particulate Matter (PM)) | PM | P | Proper design and operation; use of ultra-low sulfur diesel | 1.76 | LB/H | HOURLY MAXIMUM | BACT-PSD | NSPS , OPERATING PERMIT | U | 0 | U | 0.09 | T/YR | ANNUAL MAXIMUM | 0.15 | G/BHP-H |  | 0 | 0 | N |  | BACT Limit = 0.15 G/BHP-H (0.20 G/KW-H) (12-Month Rolling Average)
*LA-0315 | G2G PLANT | BIG LAKE FUELS LLC | CALCASIEU | LA | 70605 | USA |  |  |  | 6 | LA001 | LOUISIANA DEPARTMENT OF ENV QUALITY | MR. BRYAN D. JOHNSTON | (225)219-3450 | BRYAN.JOHNSTON@LA.GOV |  | PSD-LA-781 | 2869 | 325110 | Not Found | 09/04/2013 &nbsp;ACT | 05/23/2014 &nbsp;ACT | 2017-03-13 | 2017-03-16 | A |  | The G2G Plant will be a natural gas to gasoline production facility which will use natural gas to produce methanol that will be subsequently converted into gasoline. |  | Fire Pump Diesel Engine 1 | 17.11 | Diesel | 751 | HP |  | Particulate matter, total &lt; 10 Âµ (TPM10) | Unspecified | (Particulate Matter (PM)) | PM | P | Proper design and operation; use of ultra-low sulfur diesel | 0.25 | LB/H | HOURLY MAXIMUM | BACT-PSD | NSPS , OPERATING PERMIT | U | 0 | U | 0.01 | T/YR | ANNUAL MAXIMUM | 0.15 | G/BHP-H |  | 0 | 0 | N |  | BACT Limit = 0.15 G/BHP-H (0.20 G/KW-H) (12-Month Rolling Average)
*LA-0315 | G2G PLANT | BIG LAKE FUELS LLC | CALCASIEU | LA | 70605 | USA |  |  |  | 6 | LA001 | LOUISIANA DEPARTMENT OF ENV QUALITY | MR. BRYAN D. JOHNSTON | (225)219-3450 | BRYAN.JOHNSTON@LA.GOV |  | PSD-LA-781 | 2869 | 325110 | Not Found | 09/04/2013 &nbsp;ACT | 05/23/2014 &nbsp;ACT | 2017-03-13 | 2017-03-16 | A |  | The G2G Plant will be a natural gas to gasoline production facility which will use natural gas to produce methanol that will be subsequently converted into gasoline. |  | Fire Pump Diesel Engine 2 | 17.11 | Diesel | 751 | HP |  | Particulate matter, total &lt; 10 Âµ (TPM10) | Unspecified | (Particulate Matter (PM)) | PM | P | Proper design and operation; use of ultra-low sulfur diesel | 0.25 | LB/H | HOURLY MAXIMUM | BACT-PSD | NSPS , OPERATING PERMIT | U | 0 | U | 0.01 | T/YR | ANNUAL MAXIMUM | 0.15 | G/BHP-H |  | 0 | 0 | N |  | BACT Limit = 0.15 G/BHP-H (0.20 G/KW-H) (12-Month Rolling Average)
*MA-0043 | MIT CENTRAL UTILITY PLANT | MASSACHUSETTS INSTITUTE OF TECHNOLOGY | MIDDLESEX | MA | 2139 | USA | ZHANNA DAVIDOVITZ | 6174522510 | ZHANNA@MIT.EDU | 1 | MA001 | MASSACHUSETTS DEPT OF ENVIRONMENTAL PROTECTION | MR. MARC WOLMAN | (617)292-5515 | marc.wolman@state.ma.us. | Edward Braczyk MassDEP Northeast Regional Office 205B Lowell Street Wilmington, MA 01887 (978) 694-3289 Edward.Braczyk@state.ma.us | NE-15-018 | 8221 | 611310 | 110028279271 | 04/03/2017 &nbsp;ACT | 06/21/2017 &nbsp;ACT | 2017-07-05 | 2017-11-27 | D |  | MIT proposes to construct and operate two new 22 megawatt (MW) combined heat and power (CHP) combustion turbines/heat recovery steam generators and a new cold start engine at its existing Central Utility Plant. | http://www.mass.gov/eea/agencies/massdep/air/approvals/air-permits-and-approvals-issued-to-facilities.html | Cold Start Engine | 17.11 | ULSD | 19.04 | MMBTU/HR | CAT DM8263 or equivalent. â‰¤ 8 hours of operation per day, â‰¤ 300 hours of operation per consecutive 12-month period, S in ULSD: â‰¤0.0015% by weight. | Particulate matter, total &lt; 10 Âµ (TPM10) | Unspecified | (Particulate Matter (PM)) | PM | N |  | 0.4 | LB/HR |  | BACT-PSD | NSPS , NESHAP , SIP , OPERATING PERMIT | U | 0 | U | 0.06 | TONS/C12MP |  | 0 |  |  | 0 | 0 | N
*MD-0042 | WILDCAT POINT GENERATION FACILITY | OLD DOMINION ELECTRIC CORPORATION (ODEC) | CECIL | MD | 17563 | USA | DAVID N. SMITH | 8049684045 | DSMITH@ODEC.COM | 3 | MD001 | MARYLAND DEPARTMENT OF THE ENVIRONMENT | MR. WILLIAM PAUL | (410)537-3276 | bpaul@mde.state.md.us | WILLIAM PAUL 410-537-3276 BILL.PAUL@MARYLAND.GOV | CPCN CASE NO. 9327 | 4911 | 221119 | 110062854834 | 04/08/2014 &nbsp;ACT | 04/08/2014 &nbsp;ACT | 2015-07-31 | 2018-03-23 | A |  | 1000 MEGAWATT COMBINED CYCLE NATURAL GAS-FIRED POWER PLANTFACILITY-WIDE PM10 EMISSION LIMIT = 278 TONS/YR FACILITY-WIDE PM2.5 EMISSION LIMIT = 272 TONS/YR FACILITY-WIDE SAM EMISSION LIMIT = 96 TONS/YR FACILITY-WIDE CO2E EMISSION LIMIT = 3,498,026 TONS/YR | FACILITY-WIDE PM10 EMISSION LIMIT = 278 TONS/YR FACILITY-WIDE PM2.5 EMISSION LIMIT = 272 TONS/YR FACILITY-WIDE SAM EMISSION LIMIT = 96 TONS/YR FACILITY-WIDE CO2E EMISSION LIMIT = 3,498,026 TONS/YR | EMERGENCY GENERATOR 1 | 17.11 | ULTRA LOW SULFU DIESEL | 2250 | KW | 40 CFR 60 SUBPART IIII, ULTRA LOW-SULFUR DIESEL FUEL, GOOD COMBUSTION PRACTICES | Particulate matter, total &lt; 10 Âµ (TPM10) | Unspecified | (Particulate Matter (PM)) | PM | P | EXCLUSIVE USE OF ULSD FUEL, GOOD COMBUSTION PRACTICES, LIMITED HOURS OF OPERATION, AND DESIGNED TO ACHIEVE EMISSION LIMITS | 0.15 | G/HP-H |  | BACT-PSD | NSPS |  | 0 |  | 0.23 | G/KW-H |  | 0 |  |  | 0 | 0 | N |  | NSPS 40 CFR 60 SUBPART IIII
*MI-0433 | MEC NORTH, LLC AND MEC SOUTH LLC | MARSHALL ENERGY CENTER LLC | CALHOUN | MI | 49068 | USA | WILLARD LADD | 914-468-2402 | WLADD@DEVELOPMENTPARTNERS.COM | 5 | MI001 | MICHIGAN DEPT OF ENVIRONMENTAL QUALITY | MS. CINDY SMITH | (517)284-6802 | SMITHC17@MICHIGAN.GOV | There are two plants (MEC North, LLC and MEC South, LLC) that will operate as separate entities but they are considered a single stationary source and the installation of the two new plants was reviewed as a single project. There are two Air Permits to Install for the two plants (167-17 and 168-17). For technical questions regarding either of the two permits, please contact the permit engineer Ms. Catherine Asselin at 517-284-6786 or at asselinc@michigan.gov. Thank you. | 167-17 AND 168-17 | 4911 | 221112 | Not Found | 05/22/2018 &nbsp;ACT | 06/29/2018 &nbsp;ACT | 2018-08-17 | 2018-08-22 | A |  | Natural gas combined cycle power plant (two plants: north and south) | There are two plants that will operate as separate entities and each received a separate Air Permit to Install, but they are considered one stationary source and were reviewed as one project. | EUEMENGINE (North Plant): Emergency Engine | 17.11 | Diesel | 1341 | HP | A 1,341 HP (1,000 kilowatts (KW)) diesel-fired emergency engine with a model year of 2011 or later, and a displacement of <10 liters/cylinder. The engine is designed to be compliant with Tier IV emission standards. Equipped with a diesel particulate filter. | Particulate matter, total &lt; 10 Âµ (TPM10) | Unspecified | (Particulate Matter (PM)) | PM | B | Diesel particulate filter, good combustion practices and meeting NSPS Subpart IIII requirements. | 0.54 | LB/H | HOURLY | BACT-PSD | NSPS | N | 0 | N | 0 |  |  | 0 |  |  | 0 | 0 | N |  | An oxidation catalyst is $30,000/ton for PM10, CO and VOC together.
*MI-0433 | MEC NORTH, LLC AND MEC SOUTH LLC | MARSHALL ENERGY CENTER LLC | CALHOUN | MI | 49068 | USA | WILLARD LADD | 914-468-2402 | WLADD@DEVELOPMENTPARTNERS.COM | 5 | MI001 | MICHIGAN DEPT OF ENVIRONMENTAL QUALITY | MS. CINDY SMITH | (517)284-6802 | SMITHC17@MICHIGAN.GOV | There are two plants (MEC North, LLC and MEC South, LLC) that will operate as separate entities but they are considered a single stationary source and the installation of the two new plants was reviewed as a single project. There are two Air Permits to Install for the two plants (167-17 and 168-17). For technical questions regarding either of the two permits, please contact the permit engineer Ms. Catherine Asselin at 517-284-6786 or at asselinc@michigan.gov. Thank you. | 167-17 AND 168-17 | 4911 | 221112 | Not Found | 05/22/2018 &nbsp;ACT | 06/29/2018 &nbsp;ACT | 2018-08-17 | 2018-08-22 | A |  | Natural gas combined cycle power plant (two plants: north and south) | There are two plants that will operate as separate entities and each received a separate Air Permit to Install, but they are considered one stationary source and were reviewed as one project. | EUEMENGINE (South Plant): Emergency Engine | 17.11 | Diesel | 1341 | HP | A 1,341 HP (1,000 kilowatts (kW)) diesel-fired emergency engine with a model year of 2011 or later, and a displacement of <10 liters/cylinder. The engine is designed to be compliant with Tier IV emission standards. Equipped with a diesel particulate filter. | Particulate matter, total &lt; 10 Âµ (TPM10) | Unspecified | (Particulate Matter (PM)) | PM | B | Diesel particulate filter, good combustion practices and meeting NSPS Subpart IIII requirements. | 0.54 | LB/H | HOURLY | BACT-PSD | NSPS | N | 0 | N | 0 |  |  | 0 |  |  | 0 | 0 | N |  | An oxidation catalyst is $30,000/ton for PM10, CO and VOC together.
*MI-0435 | BELLE RIVER COMBINED CYCLE POWER PLANT | DTE ELECTRIC COMPANY | ST. CLAIR | MI | 48054 | USA | MATTHEW PAUL | 313-235-3374 | MATTHEW.PAUL@DTEENERGY.COM | 5 | MI001 | MICHIGAN DEPT OF ENVIRONMENTAL QUALITY | MS. CINDY SMITH | (517)284-6802 | SMITHC17@MICHIGAN.GOV | For technical questions regarding the permit, please contact the permit engineer, Mr. John Vial, at 517-284-6805 or at vialj@michigan.gov. Thank you. | 19-18 | 4911 | 221112 | Not Found | 06/22/2018 &nbsp;ACT | 07/16/2018 &nbsp;ACT | 2018-08-23 | 2018-08-24 | B |  | Natural gas combined-cycle power plant | The new combined cycle plant is proposed to be located near DTE's existing Belle River and St. Clair coal fired power plants. The three plants will be considered a single stationary source. It will have a capacity of 1,150 megawatts. | EUEMENGINE: Emergency engine | 17.11 | Diesel | 2 | MW | A nominal 2 MW diesel-fueled emergency engine with a model year of 2011 or later, and a displacement of <10 liters/cylinder. The engine is an EPA Tier 2 certified engine subject to NSPS IIII. | Particulate matter, total &lt; 10 Âµ (TPM10) | Unspecified | (Particulate Matter (PM)) | PM | P | State of the art combustion design | 1.18 | LB/H | HOURLY | BACT-PSD | NSPS | N | 0 | N | 0 |  |  | 0 |  |  | 0 | 0 | N
*PA-0309 | LACKAWANNA ENERGY CTR/JESSUP | LACKAWANNA ENERGY CENTER, LLC | LACKAWANNA | PA | 18434 | USA |  |  |  | 3 | PA001 | PENNSYLVANIA DEPT OF ENVIRONMENTAL PROTECTION, BUREAU OF AIR QUALITY | MR. ROBERT COOK | (717)772-3974 | rwcook@pa.gov |  | 35-00069A | 4911 | 221112 | 110069993385 | 07/11/2014 &nbsp;ACT | 12/23/2015 &nbsp;ACT | 2017-07-18 | 2017-07-20 | A |  | This plan approval is for the construction and temporary operation of three (3) identical General Electric Model 7HA.02 natural gas fired combustion turbines and heat recovery steam generator with duct burners (CT/HRSG). Each CT/HRSG combined-cycle process block includes one (1) combustion gas turbine and one (1) heat recovery steam generator with duct burners with all three (3) CT/HRSG sharing one (1) steam turbine. The entire power block is rated at 1,500 MW. Additional equipment includes: one (1) 2,000 kW diesel-fired emergency generator one (1) 315 HP diesel-fired emergency fire water pump one (1) 184.8 MM BTU/hr natural gas fired boiler one (1) 12 MMBTU/hr natural gas fuel gas heater two (2) Diesel fuel storage tanks four (4) lubricating oil tanks one (1) aqueous ammonia storage tank |  | 2000 kW Emergency Generator | 17.11 | Ultra-low sulfur Diesel | 0 |  | To allow maintenance of vital plant loads during power outages or maintenance of the switchyard. | Particulate matter, total &lt; 10 Âµ (TPM10) | Unspecified | (Particulate Matter (PM)) | PM | N |  | 0.025 | GM/HP-HR |  | BACT-PSD |  | U | 0 | U | 0.004 | TONS | 12-MONTH ROLLING BASIS | 0 |  |  | 0 | 0 | N
*PA-0311 | MOXIE FREEDOM GENERATION PLANT | MOXIE FREEDOM LLC | LUZERNE | PA | 18603 | USA |  |  |  | 3 | PA001 | PENNSYLVANIA DEPT OF ENVIRONMENTAL PROTECTION, BUREAU OF AIR QUALITY | MR. ROBERT COOK | (717)772-3974 | rwcook@pa.gov |  | 40-00129A | 4911 | 221112 | 110064098541 | 10/06/2014 &nbsp;ACT | 09/01/2015 &nbsp;ACT | 2017-07-28 | 2017-07-31 | A |  | The Project is for the construction and operation of two identical 1 x 1 power blocks, each consisting of a combustion gas turbine (CGT or CT) and a steam turbine (ST) configured in single shaft alignment, where each CT and ST train share one common electric generator. The turbines to be used for this project are Two General Electric (GE) 7HA.02 CTs, each in 1 x 1 single shaft combined- cycle power islands. Each CT and duct burner will exclusively fire pipeline-quality natural gas. The HRSGs will be equipped with selective catalytic reduction (SCR) to minimize nitrogen oxide (NOx) emissions and oxidation catalysts to minimize carbon monoxide (CO) and volatile organic compound (VOC) emissions from the CTs and DBâ€™s. The Project will also include several pieces of ancillary equipment. The list of equipment includes: One fuel gas dew-point heater - natural gas fired, common for all CTs Two CT inlet evaporative coolers - one for each CT (not emissions sources) Two air-cooled condensers (ACCs) - one for each HRSG (not emissions sources) One auxiliary boiler, natural gas-fired One diesel engine powered emergency generator One diesel engine powered fire water pump Diesel fuel, lubricating oil, and aqueous ammonia storage tanks The project once operational will produce 1050 MW Electric Generation |  | Emergency Generator | 17.11 |  | 0 |  | Sulfur content of the diesel fuel combusted by the emergency diesel generator shall not exceed 15 ppm. Shall maintain and operate the source in accordance with good engineering practice. | Particulate matter, total &lt; 10 Âµ (TPM10) | Unspecified | (Particulate Matter (PM)) | PM | N |  | 0.04 | G/HP-HR |  | BACT-PSD | NSPS | U | 0 | U | 0.003 | TPY | 12-MONTH ROLLING BASIS | 0 |  |  | 0 | 0 | N
*PA-0311 | MOXIE FREEDOM GENERATION PLANT | MOXIE FREEDOM LLC | LUZERNE | PA | 18603 | USA |  |  |  | 3 | PA001 | PENNSYLVANIA DEPT OF ENVIRONMENTAL PROTECTION, BUREAU OF AIR QUALITY | MR. ROBERT COOK | (717)772-3974 | rwcook@pa.gov |  | 40-00129A | 4911 | 221112 | 110064098541 | 10/06/2014 &nbsp;ACT | 09/01/2015 &nbsp;ACT | 2017-07-28 | 2017-07-31 | A |  | The Project is for the construction and operation of two identical 1 x 1 power blocks, each consisting of a combustion gas turbine (CGT or CT) and a steam turbine (ST) configured in single shaft alignment, where each CT and ST train share one common electric generator. The turbines to be used for this project are Two General Electric (GE) 7HA.02 CTs, each in 1 x 1 single shaft combined- cycle power islands. Each CT and duct burner will exclusively fire pipeline-quality natural gas. The HRSGs will be equipped with selective catalytic reduction (SCR) to minimize nitrogen oxide (NOx) emissions and oxidation catalysts to minimize carbon monoxide (CO) and volatile organic compound (VOC) emissions from the CTs and DBâ€™s. The Project will also include several pieces of ancillary equipment. The list of equipment includes: One fuel gas dew-point heater - natural gas fired, common for all CTs Two CT inlet evaporative coolers - one for each CT (not emissions sources) Two air-cooled condensers (ACCs) - one for each HRSG (not emissions sources) One auxiliary boiler, natural gas-fired One diesel engine powered emergency generator One diesel engine powered fire water pump Diesel fuel, lubricating oil, and aqueous ammonia storage tanks The project once operational will produce 1050 MW Electric Generation |  | Fire Pump Engine | 17.11 | diesel | 0 |  | Sulfur content of the diesel fuel combusted by the fire engine pump shall not exceed 15 ppm. Shall maintain and operate the source in accordance with good engineering practice. | Particulate matter, total &lt; 10 Âµ (TPM10) | Unspecified | (Particulate Matter (PM)) | PM | N |  | 0.2 | G/HP-HR |  | BACT-PSD | NSPS | U | 0 | U | 0.006 | TPY | 12-MONTH ROLLING BASIS | 0 |  |  | 0 | 0 | N
AK-0071 | INTERNATIONAL STATION POWER PLANT | CHUGACH ELECTRIC ASSOCIATION, INC. | MUNCIPALITY OF ANCHORAGE | AK | 99518-1074 | USA | GREG ARTHUR | (907) 762-4492 | GREG_ARTHUR@CHUGACHELECTRIC.COM | 10 | AK001 | ALASKA DEPT OF ENVIRONMENTAL CONS | MR. JIM PLOSAY | (907) 465-5103 | JOHN.KUTERBACH@ALASKA.GOV | Dr. Fathima Zeena" Siddeek 410 Willoughby Way Ste. 303 Juneau | AK 99811" | AQ0164CPT01 | 4911 | 221112 | Not Applicable | 03/31/2010 &nbsp;ACT | 12/20/2010 &nbsp;ACT | 2010-12-20 | B | http://dec.alaska.gov/air/ap/docs/AQ0164CPT01finper.pdf | Combined Cycle Power Power Plant |  | Caterpillar 3215C Black Start Generator (1) | 17.11 | ULSD | 1500 | KW-e |  | Particulate matter, total &lt; 10 Âµ (TPM10) | Unspecified | (Particulate Matter (PM)) | PM | P | Good Combustion Practices | 0.03 | G/HP-H | INSTANTANEOUS | BACT-PSD |  | U | 0 | U | 0 |  |  | 0 |  |  | 0 | 0 | N |  | Cost analysis not conducted since cost was not a factor in BACT determination.
AK-0073 | INTERNATIONAL STATION POWER PLANT | CHUGACH ELECTRIC ASSOCIATION | ANCHORAGE | AK | 99518 | USA | GREGORY ARTHUR | 907 762 4492 |  | 10 | AK001 | ALASKA DEPT OF ENVIRONMENTAL CONS | MR. JIM PLOSAY | (907) 465-5103 | JOHN.KUTERBACH@ALASKA.GOV | Kwame Agyei, Permit Engineer, kwame.agyei@alaska.gov | AQ0164CPT01 | 4911 | 221112 | 110046491854 | 04/14/2010 &nbsp;ACT | 12/20/2010 &nbsp;ACT | 2012-02-22 | 2014-01-08 | D |  | Power plant that contains four combustion turbines, four duct burners, a black start generator, and an auxiliary heater. |  | Fuel Combustion | 17.11 | Diesel | 1500 | kW-e | EU 13 Black Start Engine | Particulate matter, total &lt; 10 Âµ (TPM10) | Unspecified | (Particulate Matter (PM)) | PM | P | Black Start diesel fired engine EU 13 shall be equipped with turbo charging and after cooling. The turbo charger reduces NOx emissions by boosting the pressure and temperature of the air entering the engine allowing more fuel to be added to increase power output. This translates into higher combustion efficiency and reduced emissions. | 0.03 | G/HP-H |  | BACT-PSD |  | U | 0 | U | 0 |  |  | 0 |  |  | 0 | 0 | N
AR-0140 | BIG RIVER STEEL LLC | BIG RIVER STEEL LLC | MISSISSIPPI | AR | 72370 | USA | DAVID STICKLER | 3309080813 |  | 6 | AR001 | ARKANSAS DEPT OF ENVIRONMENTAL QUALITY | MR. THOMAS RHEAUME | (501) 682-0762 | rheaume@adeq.state.ar.us |  | 2305-AOP-R0 | 3312 | 331111 | 110067436625 | 03/14/2013 &nbsp;ACT | 09/18/2013 &nbsp;ACT | 2016-11-09 | 2016-12-13 | A | HTTP: | THE FACILITY WILL CONSIST OF TWO ELECTRIC ARC FURNACES TO MELT SCRAP IRON AND STEEL, LADLE METALLURGY FURNACES (LMF) TO ADJUST THE CHEMISTRY, A RH DEGASSER AND BOILER FOR FURTHER REFINEMENT, AND CASTERS. |  | EMERGENCY GENERATORS | 17.11 | DIESEL | 1500 | KW |  | Particulate matter, total &lt; 10 Âµ (TPM10) | Unspecified | (Particulate Matter (PM)) | PM | P | GOOD OPERATING PRACTICES, LIMITED HOURS OF OPERATION, COMPLIANCE WITH NSPS SUBPART IIII | 0.04 | G/KW-H |  | BACT-PSD |  |  | 0 |  | 0 |  |  | 0 |  |  | 0 | 0 | N
CA-1212 | PALMDALE HYBRID POWER PROJECT | CITY OF PALMDALE | LOS ANGELES | CA | 93535 | USA | STEVE WILLIAMS |  |  | 9 | OT010 | EPA REGION IX | MR. GERARDO RIOS | (415)972-3974 | rios.gerardo@epa.gov |  | SE 09-01 | 4911 | 221112 |  | 08/19/2011 &nbsp;ACT | 10/18/2011 &nbsp;ACT | 2012-11-11 | 2014-01-27 | A | http://www.epa.gov/region9/air/permit/r9-permits-issued.html | 570 MW NATURAL GAS FIRED COMBINED CYCLE POWER PLANT WITH AN INTEGRATED 50 MW SOLAR THERMAL PLANT | NOTE: FINAL PSD PERMIT ISSUED ON 11/18/2011. PERMIT APPEALED TO THE ENVIRONMENTAL APPEALS BOARD, AND EAB DENIED REVIEW OF THIS APPEAL ON 9/17/2012. PETITIONER FILED A PETITION FOR REVIEW WITH THE 9TH CIRCUIT FEDERAL COURT. THIS COURT CASE WAS DISMISSED ON 10/28/2013. | EMERGENCY IC ENGINE | 17.11 | DIESEL | 2683 | HP | UNIT IS 2000 KW. | Particulate matter, total &lt; 10 Âµ (TPM10) | Other - EPA METHODS 5 & 202, OR 201A & 202 | (Particulate Matter (PM)) | PM | P | USE ULTRA LOW SULFUR FUEL | 0.2 | G/KW-H |  | BACT-PSD |  | U | 0 | U | 0.15 | G/HP-H |  | 0 |  |  | 0 | 0 | N
FL-0310 | SHADY HILLS GENERATING STATION | SHADY HILLS POWER COMPANY | PASCO | FL | 6927 | USA | ROY S. BELDEN | 2033576820 | ROY.BELDEN@GE.COM | 4 | FL001 | FLORIDA DEPT. OF ENVIRONMENTAL PROTECTION | MR. DAVID READ | (850) 717-9000 | David.Read@dep.state.fl.us | SYED ARIF, PROJECT ENGINEER PHONE 850/ 921-9528 SYED.ARIF@DEP.STATE.FL.US TERESA HERON PHONE 850/921-9529 TERESA.HERON@DEP.STATE.FL.US | PSD-FL-402 | 4911 | 221122 | 1210100373 | 05/13/2008 &nbsp;ACT | 01/12/2009 &nbsp;ACT | 2009-07-29 | 2010-01-26 | B |  | THIS FACILITY CONSISTS OF THREE, DUAL-FUEL, NOMINAL 170 MW GENERAL ELECTRIC MODEL PG7241FA (GE 7FA) SIMPLE CYCLE COMBUSTION TURBINES-ELECTRICAL GENERATORS, THREE EXHAUST STACKS THAT ARE 18 FEET IN DIAMETER AND 75 FEET TALL, AND ONE 2.8-MILLION GALLON DISTILLATE FUEL OIL STORAGE TANK. THE COMBUSTION TURBINE UNITS CAN OPERATE IN SIMPLE-CYCLE MODE AND INTERMITTENT DUTY MODE. THE UNITS ARE EQUIPPED WITH DRY LOW-NITROGEN OXIDES (NOX) COMBUSTORS AND WATER INJECTION CAPABILITY. THE THREE COMBUSTION TURBINES ARE REGULATED UNDER PHASE II OF THE FEDERAL ACID RAIN PROGRAM. THIS FACILITY OPERATES DURING PEAK HOURS OF ELECTRICAL USE. |  | 2.5 MW EMERGENCY GENERATOR | 17.11 | ULTRA LOW S OIL | 2.5 | MW | MAXIMUM HOURS OF OPERATION: 500 HRS/YR | Particulate matter, total &lt; 10 Âµ (TPM10) | Other - Verification delivery receipts | (Particulate Matter (PM)) | PM | P | FIRING ULSO WITH A MAXIMUM SULFUR CONTENT OF 0.0015% BY WEIGHT AND A MAXIMUM HOURS OF OPERATION OF 500 HOUR/YR. | 0.4 | G/HP-H | NA /RECORDKEEPING | BACT-PSD | NSPS | U | 0 | U | 0 |  |  | 0 |  |  | 0 | 0 | N |  | COMPLIANCE BY FIRING ULSO WITH A MAXIMUM SULFUR CONTENT, BY WEIGHT, AND VERIFIED ON EACH DELIVERY USING RECEIPT.
FL-0310 | SHADY HILLS GENERATING STATION | SHADY HILLS POWER COMPANY | PASCO | FL | 6927 | USA | ROY S. BELDEN | 2033576820 | ROY.BELDEN@GE.COM | 4 | FL001 | FLORIDA DEPT. OF ENVIRONMENTAL PROTECTION | MR. DAVID READ | (850) 717-9000 | David.Read@dep.state.fl.us | SYED ARIF, PROJECT ENGINEER PHONE 850/ 921-9528 SYED.ARIF@DEP.STATE.FL.US TERESA HERON PHONE 850/921-9529 TERESA.HERON@DEP.STATE.FL.US | PSD-FL-402 | 4911 | 221122 | 1210100373 | 05/13/2008 &nbsp;ACT | 01/12/2009 &nbsp;ACT | 2009-07-29 | 2010-01-26 | B |  | THIS FACILITY CONSISTS OF THREE, DUAL-FUEL, NOMINAL 170 MW GENERAL ELECTRIC MODEL PG7241FA (GE 7FA) SIMPLE CYCLE COMBUSTION TURBINES-ELECTRICAL GENERATORS, THREE EXHAUST STACKS THAT ARE 18 FEET IN DIAMETER AND 75 FEET TALL, AND ONE 2.8-MILLION GALLON DISTILLATE FUEL OIL STORAGE TANK. THE COMBUSTION TURBINE UNITS CAN OPERATE IN SIMPLE-CYCLE MODE AND INTERMITTENT DUTY MODE. THE UNITS ARE EQUIPPED WITH DRY LOW-NITROGEN OXIDES (NOX) COMBUSTORS AND WATER INJECTION CAPABILITY. THE THREE COMBUSTION TURBINES ARE REGULATED UNDER PHASE II OF THE FEDERAL ACID RAIN PROGRAM. THIS FACILITY OPERATES DURING PEAK HOURS OF ELECTRICAL USE. |  | 2.5 MW EMERGENCY GENERATOR | 17.11 | ULTRA LOW S OIL | 2.5 | MW | MAXIMUM HOURS OF OPERATION: 500 HRS/YR | Particulate matter, total &lt; 10 Âµ (TPM10) | Other - Verification delivery receipts | (Particulate Matter (PM)) | PM | P | FIRING ULSO WITH A MAXIMUM SULFUR CONTENT OF 0.0015% BY WEIGHT AND A MAXIMUM HOURS OF OPERATION OF 500 HOUR/YR. | 0.4 | G/HP-H | NA /RECORDKEEPING | BACT-PSD | NSPS | U | 0 | U | 0 |  |  | 0 |  |  | 0 | 0 | N |  | COMPLIANCE BY FIRING ULSO WITH A MAXIMUM SULFUR CONTENT, BY WEIGHT, AND VERIFIED ON EACH DELIVERY USING RECEIPT.
FL-0328 | ENI - HOLY CROSS DRILLING PROJECT | ENI U.S. OPERATING COMPANY, INC. |  | FL |  | USA |  |  |  | 4 | OT005 | EPA REGION IV | MS. KATY R. FORNEY | (404) 562-9130 | forney.kathleen@epa.gov |  | OCS-EPA-R4007 | 1382 | 211112 | Not Available | 10/20/2010 &nbsp;ACT | 10/27/2011 &nbsp;ACT | 2011-10-31 | 2016-04-14 | A | http://www.epa.gov/region4/air/permits/OCSPermits/EniOCS.html | The project, known as the Holy Cross Drilling Project, will mobilize the Pathfinder drillship, and support vessels to drill in the Gulf of Mexico, Lloyd Ridge lease block 411, to determine the presence of natural gas. The exploratory drilling activity will consist of two phases: the initial drilling phase and the well completion phase; the Pathfinder will complete both phases. The operation will last up to two years, and based on applicable permitting regulations, is a â€œtemporary sourceâ€ for PSD permitting purposes. | Sys Admin: (Will Remove Note on Completion) 2/24/16 Talked to Region 4 and they did not know each polt was to be listed separately. Editor, Andrew Porter, will go into this det and correct the problem. ==================================== | Main Propulsion Engines | 17.11 | Diesel | 0 |  | WÃ¤rtsilÃ¤ Vasa 18V32 LNE and WÃ¤rtsilÃ¤ Vasa 12V32 LNE model engines | Particulate matter, total &lt; 10 Âµ (TPM10) | Unspecified | (Particulate Matter (PM)) | PM | P | Use of good combustion practices based on the current manufacturerâ€™s specifications for these engines, and additional enhanced work practice standards including an engine performance management system and the Diesel Engines with Turbochargers (DEWT) measurement system. | 0.24 | G/KW-H | 24-HOUR ROLLING | BACT-PSD |  | U | 0 | U | 0 |  |  | 0 |  |  | 0 | 0 | N
FL-0328 | ENI - HOLY CROSS DRILLING PROJECT | ENI U.S. OPERATING COMPANY, INC. |  | FL |  | USA |  |  |  | 4 | OT005 | EPA REGION IV | MS. KATY R. FORNEY | (404) 562-9130 | forney.kathleen@epa.gov |  | OCS-EPA-R4007 | 1382 | 211112 | Not Available | 10/20/2010 &nbsp;ACT | 10/27/2011 &nbsp;ACT | 2011-10-31 | 2016-04-14 | A | http://www.epa.gov/region4/air/permits/OCSPermits/EniOCS.html | The project, known as the Holy Cross Drilling Project, will mobilize the Pathfinder drillship, and support vessels to drill in the Gulf of Mexico, Lloyd Ridge lease block 411, to determine the presence of natural gas. The exploratory drilling activity will consist of two phases: the initial drilling phase and the well completion phase; the Pathfinder will complete both phases. The operation will last up to two years, and based on applicable permitting regulations, is a â€œtemporary sourceâ€ for PSD permitting purposes. | Sys Admin: (Will Remove Note on Completion) 2/24/16 Talked to Region 4 and they did not know each polt was to be listed separately. Editor, Andrew Porter, will go into this det and correct the problem. ==================================== | Crane Engines (units 1 and 2) | 17.11 | Diesel | 0 |  | Caterpillar 3408 - 1997 model year engines | Particulate matter, total &lt; 10 Âµ (TPM10) | Unspecified | (Particulate Matter (PM)) | PM | P | Use of certified EPA Tier 1 engines and good combustion practices based on the current manufacturerâ€™s specifications for this engine. | 0.6 | TONS PER YEAR | 12-MONTH ROLLING | BACT-PSD |  | U | 0 | U | 0 |  |  | 0 |  |  | 0 | 0 | N |  | PM/PM10/PM2.5 have same emission limit.
FL-0328 | ENI - HOLY CROSS DRILLING PROJECT | ENI U.S. OPERATING COMPANY, INC. |  | FL |  | USA |  |  |  | 4 | OT005 | EPA REGION IV | MS. KATY R. FORNEY | (404) 562-9130 | forney.kathleen@epa.gov |  | OCS-EPA-R4007 | 1382 | 211112 | Not Available | 10/20/2010 &nbsp;ACT | 10/27/2011 &nbsp;ACT | 2011-10-31 | 2016-04-14 | A | http://www.epa.gov/region4/air/permits/OCSPermits/EniOCS.html | The project, known as the Holy Cross Drilling Project, will mobilize the Pathfinder drillship, and support vessels to drill in the Gulf of Mexico, Lloyd Ridge lease block 411, to determine the presence of natural gas. The exploratory drilling activity will consist of two phases: the initial drilling phase and the well completion phase; the Pathfinder will complete both phases. The operation will last up to two years, and based on applicable permitting regulations, is a â€œtemporary sourceâ€ for PSD permitting purposes. | Sys Admin: (Will Remove Note on Completion) 2/24/16 Talked to Region 4 and they did not know each polt was to be listed separately. Editor, Andrew Porter, will go into this det and correct the problem. ==================================== | Crane Engines (units 3 and 4) | 17.11 | Diesel | 0 |  | Caterpillar 3406 - 2008 model year engines | Particulate matter, total &lt; 10 Âµ (TPM10) | Unspecified | (Particulate Matter (PM)) | PM | P | Use of certified EPA Tier 1 engines and good combustion practices based on the current manufacturerâ€™s specifications for this engine. | 0.6 | TONS PER YEAR | 12-MONTH ROLLING | BACT-PSD |  | U | 0 | U | 0 |  |  | 0 |  |  | 0 | 0 | N |  | PM/PM10/PM2.5 have same emission limit.
FL-0328 | ENI - HOLY CROSS DRILLING PROJECT | ENI U.S. OPERATING COMPANY, INC. |  | FL |  | USA |  |  |  | 4 | OT005 | EPA REGION IV | MS. KATY R. FORNEY | (404) 562-9130 | forney.kathleen@epa.gov |  | OCS-EPA-R4007 | 1382 | 211112 | Not Available | 10/20/2010 &nbsp;ACT | 10/27/2011 &nbsp;ACT | 2011-10-31 | 2016-04-14 | A | http://www.epa.gov/region4/air/permits/OCSPermits/EniOCS.html | The project, known as the Holy Cross Drilling Project, will mobilize the Pathfinder drillship, and support vessels to drill in the Gulf of Mexico, Lloyd Ridge lease block 411, to determine the presence of natural gas. The exploratory drilling activity will consist of two phases: the initial drilling phase and the well completion phase; the Pathfinder will complete both phases. The operation will last up to two years, and based on applicable permitting regulations, is a â€œtemporary sourceâ€ for PSD permitting purposes. | Sys Admin: (Will Remove Note on Completion) 2/24/16 Talked to Region 4 and they did not know each polt was to be listed separately. Editor, Andrew Porter, will go into this det and correct the problem. ==================================== | Emergency Engine | 17.11 | Diesel | 0 |  | MAN D-2842 LE model engine | Particulate matter, total &lt; 10 Âµ (TPM10) | Unspecified | (Particulate Matter (PM)) | PM | P | Use of certified EPA Tier 1 engines and good combustion practices based on the current manufacturerâ€™s specifications for this engine. | 0.6 | TONS PER YEAR | 12-MONTH ROLLING | BACT-PSD |  | U | 0 | U | 0 |  |  | 0 |  |  | 0 | 0 | N |  | PM/PM10/PM2.5 have same emission limit.
FL-0328 | ENI - HOLY CROSS DRILLING PROJECT | ENI U.S. OPERATING COMPANY, INC. |  | FL |  | USA |  |  |  | 4 | OT005 | EPA REGION IV | MS. KATY R. FORNEY | (404) 562-9130 | forney.kathleen@epa.gov |  | OCS-EPA-R4007 | 1382 | 211112 | Not Available | 10/20/2010 &nbsp;ACT | 10/27/2011 &nbsp;ACT | 2011-10-31 | 2016-04-14 | A | http://www.epa.gov/region4/air/permits/OCSPermits/EniOCS.html | The project, known as the Holy Cross Drilling Project, will mobilize the Pathfinder drillship, and support vessels to drill in the Gulf of Mexico, Lloyd Ridge lease block 411, to determine the presence of natural gas. The exploratory drilling activity will consist of two phases: the initial drilling phase and the well completion phase; the Pathfinder will complete both phases. The operation will last up to two years, and based on applicable permitting regulations, is a â€œtemporary sourceâ€ for PSD permitting purposes. | Sys Admin: (Will Remove Note on Completion) 2/24/16 Talked to Region 4 and they did not know each polt was to be listed separately. Editor, Andrew Porter, will go into this det and correct the problem. ==================================== | Emergency Fire Pump Engine | 17.11 | Diesel | 0 |  | Detroit 8V-92 TA model engine | Particulate matter, total &lt; 10 Âµ (TPM10) | Unspecified | (Particulate Matter (PM)) | PM | P | Use of certified EPA Tier 1 engines and good combustion practices based on the current manufacturerâ€™s specifications for this engine. | 0.6 | TONS PER YEAR | 12-MONTH ROLLING | BACT-PSD |  | U | 0 | U | 0 |  |  | 0 |  |  | 0 | 0 | N |  | PM/PM10/PM2.5 have same emission limit.
FL-0338 | SAKE PROSPECT DRILLING PROJECT | BHP BILLITON PETROLEUM, INC. |  | FL |  | USA |  |  |  | 4 | OT005 | EPA REGION IV | MS. KATY R. FORNEY | (404) 562-9130 | forney.kathleen@epa.gov |  | OCS-EPA-R4008 | 1381 | 211111 | NA | 03/10/2011 &nbsp;ACT | 05/30/2012 &nbsp;ACT | 2014-02-28 | 2016-05-04 | A | http://www.regulations.gov/#!documentDetail;D=EPA-R04-OAR-2012-0239-0037 | The facility consists of a mobile offshore drilling unit (MODU) using either the Transocean ultra-deepwater C.R. Luigs or the Transocean semisubmersible DD1 to conduct exploratory oil and natural gas drilling in lease blocks within the DeSoto Canyon area of the Gulf of Mexico. | The United States Environmental Protection Agency (EPA) issued this permit pursuant to section 328 of the CAA, 42 U.S.C. Â§ 7627, and the implementing OCS Air Regulations at 40 CFR part 55, which incorporate by reference the PSD Regulations at 40 CFR Â§ 52.21 and the title V Operating Permit Program at 40 CFR part 71. This permit is based upon application materials submitted to EPA by BHP Billiton Petroleum, Inc. (BHPB), dated October 14, 2010, February 9, 2011, September 30, 2011, October 14, 2011, December 21, 2011, January 18, 2012, supplemental submittals in the administrative record for this permit action, and upon the technical analysis performed by EPA. | Emergency Generator Diesel Engine - Development Driller 1 | 17.11 | Diesel | 2229 | hp |  | Particulate matter, total &lt; 10 Âµ (TPM10) | Unspecified | (Particulate Matter (PM)) | PM | B | Use of good combustion practices based on the current manufacturerâ€™s specifications for these engines, use of low sulfur diesel fuel, positive crankcase ventilation, turbocharger with aftercooler, high pressure fuel injection with aftercooler | 0.03 | T/12MO ROLLING TOTAL | TONS PER YEAR 12 MONTH ROLLING TOTAL | BACT-PSD | OPERATING PERMIT | U | 0 | U | 0 |  |  | 0 |  |  | 0 | 0 | N
FL-0338 | SAKE PROSPECT DRILLING PROJECT | BHP BILLITON PETROLEUM, INC. |  | FL |  | USA |  |  |  | 4 | OT005 | EPA REGION IV | MS. KATY R. FORNEY | (404) 562-9130 | forney.kathleen@epa.gov |  | OCS-EPA-R4008 | 1381 | 211111 | NA | 03/10/2011 &nbsp;ACT | 05/30/2012 &nbsp;ACT | 2014-02-28 | 2016-05-04 | A | http://www.regulations.gov/#!documentDetail;D=EPA-R04-OAR-2012-0239-0037 | The facility consists of a mobile offshore drilling unit (MODU) using either the Transocean ultra-deepwater C.R. Luigs or the Transocean semisubmersible DD1 to conduct exploratory oil and natural gas drilling in lease blocks within the DeSoto Canyon area of the Gulf of Mexico. | The United States Environmental Protection Agency (EPA) issued this permit pursuant to section 328 of the CAA, 42 U.S.C. Â§ 7627, and the implementing OCS Air Regulations at 40 CFR part 55, which incorporate by reference the PSD Regulations at 40 CFR Â§ 52.21 and the title V Operating Permit Program at 40 CFR part 71. This permit is based upon application materials submitted to EPA by BHP Billiton Petroleum, Inc. (BHPB), dated October 14, 2010, February 9, 2011, September 30, 2011, October 14, 2011, December 21, 2011, January 18, 2012, supplemental submittals in the administrative record for this permit action, and upon the technical analysis performed by EPA. | Emergency Generator Diesel Engine - C.R. Luigs | 17.11 | diesel | 2064 | hp | Caterpillar D3516A 1998 | Particulate matter, total &lt; 10 Âµ (TPM10) | Unspecified | (Particulate Matter (PM)) | PM | B | Use of good combustion practices based on the current manufacturerâ€™s specifications for these engines, use of low sulfur diesel fuel, positive crankcase ventilation, turbocharger with aftercooler, high pressure fuel injection with aftercooler | 0.02 | T/12MO ROLLING TOTAL | TONS PER YEAR 12 MONTH ROLLING TOTAL | BACT-PSD | OPERATING PERMIT | U | 0 | U | 0 |  |  | 0 |  |  | 0 | 0 | N
FL-0347 | ANADARKO PETROLEUM CORPORATION - EGOM | ANADARKO PETROLEUM CORPORATION |  | FL |  | USA |  |  |  | 4 | OT005 | EPA REGION IV | MS. KATY R. FORNEY | (404) 562-9130 | forney.kathleen@epa.gov |  | OCS-EPA-R4015 | 1381 | 211111 | NA | 08/12/2013 &nbsp;ACT | 09/16/2014 &nbsp;ACT | 2015-09-21 | 2016-07-06 | A | http://www.regulations.gov/contentStreamer?documentId=EPA-R04-OAR-2014-0487-0069&disposition=attachment&contentType=pdf | The facility consists of a mobile offshore drilling unit using the Transocean Discoverer Spirit and associated support vessels. The drilling sites are located east of longitude 87.5, west of the Military Mission Line (86Â°41' west longitude), at least 100 miles from the Louisiana shoreline, and at least 125 miles from the Florida shoreline. | The United States Environmental Protection Agency (EPA) issued this permit pursuant to section 328 of the CAA, 42 U.S.C. Â§ 7627, and the implementing OCS Air Regulations at 40 CFR part 55, which incorporate by reference the PSD regulations at 40 CFR Â§ 52.21 and the title V Operating Permit Program regulations at 40 CFR part 71. This permit is based upon application materials submitted to EPA by Anadarko Petroleum Corporation (Anadarko) dated December 26, 2012, March 27,2013, April 26,2013, May 3, 2013, and July 2, 2013; supplemental submittals and information in the administrative record for this permit action; and upon the technical analysis performed by EPA. | Main Propulsion Generator Diesel Engines | 17.11 | Diesel | 9910 | hp | Four 1998 Wartsila 18V32LNE 9910 hp and Two 1998 Wartsila 12V32LNE 6610 hp | Particulate matter, total &lt; 10 Âµ (TPM10) | Other - Parametric or Stack Test | (Particulate Matter (PM)) | PM | B | Use of good combustion practices based on the most recent manufacturer's specifications issued for engines and with turbocharger, aftercooler, and high injection pressure | 0.24 | G/KW-H | ROLLING 24 HOUR AVERAGE | BACT-PSD | OPERATING PERMIT | U | 0 | U | 0 |  |  | 0 |  |  | 0 | 0 | N
IA-0105 | IOWA FERTILIZER COMPANY | IOWA FERTILIZER COMPANY | LEE | IA | 52658 | USA | DAVE PEARSON | (319) 246-2308 | DAVE.PEARSON@IOWAFERTILIZERS.COM | 7 | IA001 | IOWA DEPARTMENT OF NATURAL RESOURCES AIR QUALITY | MR. GARY SMITH | (515) 725-9563 | GARY.SMITH@DNR.IOWA.GOV | CHRISTOPHER A. ROLING, PE ENVIRONMENTAL ENGINEER SENIOR (515) 725-9557 CHRIS.ROLING@DNR.IOWA.GOV | 12-219 | 2873 | 325311 | 110054890392 | 08/03/2012 &nbsp;ACT | 10/26/2012 &nbsp;ACT | 2012-11-01 | 2013-08-13 | A | https://aqbweb.iowadnr.gov/airpermit/eepsdpermit.jsp ,https://aqbweb.iowadnr.gov/airpermit/eepsdpermit.jsp ,https://aqbweb.iowadnr.gov/airpermit/eepsdpermit.jsp ,https://aqbweb.iowadnr.gov/airpermit/eepsdpermit.jsp ,https://aqbweb.iowadnr.gov/airpermit/eepsdpermit.jsp ,https://aqbweb.iowadnr.gov/airpermit/eepsdpermit.jsp ,https://aqbweb.iowadnr.gov/airpermit/eepsdpermit.jsp ,https://aqbweb.iowadnr.gov/airpermit/eepsdpermit.jsp | NITROGENEOUS FERTILIZER MANUFACTURING | THE PROJECT WAS AMENDED ON 3/13/14 DUE TO SOME DESIGN CHANGES WHICH INCLUDED ADDITIONAL EMISSION UNITS/POINTS. THE NEW PROJECT IS UNDER PROJECT NUMBER/PERMIT NUMBER 13-355 | Emergency Generator | 17.11 | diesel fuel | 142 | GAL/H | rated @ 2,000 KW | Particulate matter, total &lt; 10 Âµ (TPM10) | EPA/OAR Mthd 201 and 202 | (Particulate Matter (PM)) | PM | P | good combustion practices | 0.2 | G/KW-H | AVERAGE OF 3 STACK TEST RUNS | BACT-PSD |  | U | 0 | U | 0.22 | TONS/YR | ROLLING 12 MONTH TOTAL | 0 |  |  | 0 | 0 | N
IA-0106 | CF INDUSTRIES NITROGEN, LLC - PORT NEAL NITROGEN COMPLEX | CF INDUSTRIES NITROGEN, LLC | WOODBURY | IA | 51054 | USA | MIKE MAAS | 712-233-6222 | MMAAS@CFINDUSTRIES.COM | 7 | IA001 | IOWA DEPARTMENT OF NATURAL RESOURCES AIR QUALITY | MR. GARY SMITH | (515) 725-9563 | GARY.SMITH@DNR.IOWA.GOV | Christopher A. Roling, PE Environmental Engineer Senior Iowa DNR - Air Quality Bureau 7900 Hickman Rd, Suite 1 Windsor Heights, IA 50324 (515) 242-6002 chris.roling@dnr.iowa.gov | PN 13-037 | 2873 | 325311 | 110000414089 | 02/01/2013 &nbsp;ACT | 07/12/2013 &nbsp;ACT | 2013-07-16 | 2016-05-04 | B |  | Nitrogenous fertilizer manufacturing including ammonia, urea, and urea-ammonium nitrate (UAN) solutions. |  | Emergency Generators | 17.11 | diesel fuel | 180 | GAL/H | There are two (2) identically sized generators. | Particulate matter, total &lt; 10 Âµ (TPM10) | EPA/OAR Mthd 201A and 202 | (Particulate Matter (PM)) | PM | P | good combustion practices | 0.2 | G/KW-H | AVERAGE OF THREE (3) STACK TEST RUNS | BACT-PSD | SIP | U | 0 | U | 0.02 | TONS/YR | ROLLING TWELVE (12) MONTH TOTAL | 0 |  |  | 0 | 0 | N
IL-0114 | CRONUS CHEMICALS, LLC | CRONUS CHEMICALS, LLC | DOUGLAS | IL | 60601 | USA | ERZIN ATAC | 312-863-8638 | ERZIN.ATAC@CRONUCHEM.COM | 5 | IL001 | ILLINOIS EPA, BUREAU OF AIR | MR. RAY PILAPIL | (217) 782-2113 | ray.pilapil@illinois.gov | Permit Writer: Bob Smet 217-785-9250 robert.smet@illinois.gov | 13060007 | 2873 | 325311 | 110055568522 | 02/14/2014 &nbsp;ACT | 09/05/2014 &nbsp;ACT | 2014-12-24 | 2016-05-05 | A | http://yosemite.epa.gov/r5/in_permt.nsf/6f1ebc583aad45448625763f0053e08e/02fa71769b748f8886257da2004e4f4f!OpenDocument | Plant will produce urea and ammonia, but ammonia production will be limited to a maximum of 3 months of the year (4,880 tpd urea and 2,789 tpd ammonia). |  | Emergency Generator | 17.11 | distillate fuel oil | 3755 | HP |  | Particulate matter, total &lt; 10 Âµ (TPM10) | Unspecified | (Particulate Matter (PM)) | PM | P | Tier IV standards for non-road engines at 40 CFR 1039.102, Table 7. | 0.1 | G/KW-H |  | BACT-PSD |  | U | 0 | U | 0 |  |  | 0 |  |  | 0 | 0 | N
IN-0166 | INDIANA GASIFICATION, LLC | INDIANA GASIFICATION, LLC | SPENCER | IN | 47635 | USA | MARK LUBBERS | 3174905078 |  | 5 | IN001 | INDIANA DEPT OF ENV MGMT, OFC OF AIR | MR. MATT STUCKEY | (317) 233-0203 | mstuckey@idem.in.gov | PERMIT WRITER: JOSIAH BALOGUN 317-234-5257 JBALOGUN@IDEM.IN.GOV SECTION CHIEF: MATT STUCKEY 317-233-0203 MSTUCKEY@IDEM.IN.GOV | T147-30464-00060 | 4925 | 221210 | 110045439888 | 04/20/2011 &nbsp;ACT | 06/27/2012 &nbsp;ACT | 2013-08-16 | 2016-05-04 | A | HTTP://PERMITS.AIR.IDEM.IN.GOV/30464F.PDF | THE PERMITTEE OWNS AND OPERATES A STATIONARY SUBSTITUTE NATURAL GAS (SNG) AND LIQUEFIED CARBON DIOXIDE (CO2) PRODUCTION PLANT ALSO SIC: 2819 NAICS: 211112 | ALSO SIC: 2819 NAICS: 211112 | TWO (2) EMERGENCY GENERATORS | 17.11 | DIESEL | 1341 | HORSEPOWER, EACH | IDENTIFIED AS EU-009A AND EU-009B | Particulate matter, total &lt; 10 Âµ (TPM10) | Unspecified | (Particulate Matter (PM)) | PM | P | USE OF LOW-S DIESEL AND LIMITED HOURS OF NON-EMERGENCY OPERATION | 15 | PPM SULFUR |  | BACT-PSD |  | N | 0 |  | 0 |  |  | 0 |  |  | 0 | 0 | N |  | EMISSION LIMITS: EACH EMERGENCY GENERATOR SHALL NOT EXCEED 52 HOURS PER YEAR OF NONEMERGENCY OPERATION.
IN-0166 | INDIANA GASIFICATION, LLC | INDIANA GASIFICATION, LLC | SPENCER | IN | 47635 | USA | MARK LUBBERS | 3174905078 |  | 5 | IN001 | INDIANA DEPT OF ENV MGMT, OFC OF AIR | MR. MATT STUCKEY | (317) 233-0203 | mstuckey@idem.in.gov | PERMIT WRITER: JOSIAH BALOGUN 317-234-5257 JBALOGUN@IDEM.IN.GOV SECTION CHIEF: MATT STUCKEY 317-233-0203 MSTUCKEY@IDEM.IN.GOV | T147-30464-00060 | 4925 | 221210 | 110045439888 | 04/20/2011 &nbsp;ACT | 06/27/2012 &nbsp;ACT | 2013-08-16 | 2016-05-04 | A | HTTP://PERMITS.AIR.IDEM.IN.GOV/30464F.PDF | THE PERMITTEE OWNS AND OPERATES A STATIONARY SUBSTITUTE NATURAL GAS (SNG) AND LIQUEFIED CARBON DIOXIDE (CO2) PRODUCTION PLANT ALSO SIC: 2819 NAICS: 211112 | ALSO SIC: 2819 NAICS: 211112 | THREE (3) FIREWATER PUMP ENGINES | 17.11 | DIESEL | 575 | HORSEPOWER, EACH | IDENTIFIED AS EU-010A-C. | Particulate matter, total &lt; 10 Âµ (TPM10) | Unspecified | (Particulate Matter (PM)) | PM | P | USE OF LOW-S DIESEL AND LIMITED HOURS OF NON-EMERGENCY OPERATION | 15 | PPM SULFUR |  | BACT-PSD |  | N | 0 |  | 0 |  |  | 0 |  |  | 0 | 0 | N |  | EMISSION LIMITS: EACH EMERGENCY GENERATOR SHALL NOT EXCEED 52 HOURS PER YEAR OF NONEMERGENCY OPERATION.
IN-0173 | MIDWEST FERTILIZER CORPORATION | MIDWEST FERTILIZER CORPORATION | POSEY | IN | 47620 | USA | MICHAEL CHORLTON | 3176258315 |  | 5 | IN001 | INDIANA DEPT OF ENV MGMT, OFC OF AIR | MR. MATT STUCKEY | (317) 233-0203 | mstuckey@idem.in.gov | PERMIT WRITER: DAVID MATOUSEK (317) 232-8253 DMATOUSE@IDEM.IN.GOV SECTION CHIEF: NATHAN BELL (317) 233-5670 NBELL@IDEM.IN.GOV | 129-33576-00059 | 2873 | 325311 | 110059696841 | 08/26/2013 &nbsp;ACT | 06/04/2014 &nbsp;ACT | 2014-07-17 | 2016-05-04 | A | HTTP://PERMITS.AIR.IDEM.IN.GOV/33576F.PDF | A STATIONARY NITROGEN FERTILIZER MANUFACTURING FACILITY |  | DIESEL FIRED EMERGENCY GENERATOR | 17.11 | NO. 2, DIESEL | 3600 | BHP | ANNUAL OPERATING HOURS SHALL NOT EXCEED 500 HOURS. INSIGNIFICANT ACTIVITY WILL NOT BE TESTED. | Particulate matter, total &lt; 10 Âµ (TPM10) | Unspecified | (Particulate Matter (PM)) | PM | A | GOOD COMBUSTION PRACTICES | 0.15 | G/BHP-H | 3-HR AVERAGE | BACT-PSD |  | N | 0 |  | 0 |  |  | 0 |  |  | 0 | 0 | N
IN-0179 | OHIO VALLEY RESOURCES, LLC | OHIO VALLEY RESOURCES, LLC | SPENCER | IN | 47635 | USA | DOUG WILSON | 6185990015 |  | 5 | IN001 | INDIANA DEPT OF ENV MGMT, OFC OF AIR | MR. MATT STUCKEY | (317) 233-0203 | mstuckey@idem.in.gov | SECTION CHIEF: NATHAN BELL (317) 233-5670 NBELL@IDEM.IN.GOV PERMIT WRITER: DAVID MATOUSEK (317) 232-8253 DMATOUSE@IDEM.IN.GOV | 147-32322-00062 | 2873 | 325311 | 110055148273 | 09/17/2012 &nbsp;ACT | 09/25/2013 &nbsp;ACT | 2014-08-12 | 2016-05-04 | A | HTTP://PERMITS.AIR.IDEM.IN.GOV/32322F.PDF | NITROGENOUS FERTILIZER PRODUCTION PLANT |  | DIESEL-FIRED EMERGENCY GENERATOR | 17.11 | NO. 2 FUEL OIL | 4690 | B-HP | ANNUAL HOURS OF OPERATION NOT TO EXCEED 200 HOURS. | Particulate matter, total &lt; 10 Âµ (TPM10) | Unspecified | (Particulate Matter (PM)) | PM | P | GOOD COMBUSTION PRACTICES | 0.15 | G/B-HP-H | 3-HR AVERAGE | BACT-PSD |  | N | 0 |  | 0 |  |  | 0 |  |  | 0 | 0 | N |  | ADD ON CONTROLS ARE NOT NORMALLY REQUIRED FOR LIMITED USE EMISSION UNITS.
IN-0180 | MIDWEST FERTILIZER CORPORATION | MIDWEST FERTILIZER CORPORATION | POSEY | IN | 47620 | USA | MICHAEL CHORLTON | 3176258315 |  | 5 | IN001 | INDIANA DEPT OF ENV MGMT, OFC OF AIR | MR. MATT STUCKEY | (317) 233-0203 | mstuckey@idem.in.gov | PERMIT WRITER: DAVID MATOUSEK (317) 232-8253 DMATOUSE@IDEM.IN.GOV SECTION CHIEF: NATHAN BELL (317) 233-5670 NBELL@IDEM.IN.GOV | 129-33576-00059 | 2873 | 325311 | 110059696841 | 08/26/2013 &nbsp;ACT | 06/04/2014 &nbsp;ACT | 2014-08-12 | 2016-05-05 | A | HTTP://PERMITS.AIR.IDEM.IN.GOV/33576F.PDF | A STATIONARY NITROGEN FERTILIZER MANUFACTURING FACILITY |  | DIESEL FIRED EMERGENCY GENERATOR | 17.11 | NO. 2, DIESEL | 3600 | BHP | ANNUAL OPERATING HOURS SHALL NOT EXCEED 500 HOURS. INSIGNIFICANT ACTIVITY WILL NOT BE TESTED. | Particulate matter, total &lt; 10 Âµ (TPM10) | Unspecified | (Particulate Matter (PM)) | PM | A | GOOD COMBUSTION PRACTICES | 0.15 | G/B-HP-H | 3-HR AVERAGE | BACT-PSD |  | N | 0 |  | 0 |  |  | 0 |  |  | 0 | 0 | N
IN-0263 | MIDWEST FERTILIZER COMPANY LLC | MIDWEST FERTILIZER COMPANY LLC | POSEY | IN | 47620 | USA | RON OGLESBY | 9703057850 |  | 5 | IN001 | INDIANA DEPT OF ENV MGMT, OFC OF AIR | MR. MATT STUCKEY | (317) 233-0203 | mstuckey@idem.in.gov | PERMIT WRITER: DEENA P. LEVERING 317-234-5400 DLEVERIN@IDEM.IN.GOV SECTION CHIEF: TRIPURARI SINHA PH.D. 317-234-4907 | 129-36943-00059 | 2873 | 325311 | 110059696841 | 03/11/2016 &nbsp;ACT | 03/23/2017 &nbsp;ACT | 2017-07-07 | 2017-08-22 | C | HTTP:PERMITS.AIR.IDEM.IN.GOV/36943F.PDF | STATIONARY NITROGEN FERTILIZER MANUFACTURING FACILITY |  | EMERGENCY GENERATORS (EU014A AND EU-014B) | 17.11 | DISTILLATE OIL | 3600 | HP EACH |  | Particulate matter, total &lt; 10 Âµ (TPM10) | Unspecified | (Particulate Matter (PM)) | PM | P | GOOD COMBUSTION PRACTICES | 0.15 | G/HP-H EACH | 3 HOUR AVERAGE | BACT-PSD |  | N | 0 |  | 500 | H/YR EACH |  | 0 |  |  | 0 | 0 | N | 2016
LA-0204 | PLAQUEMINE PVC PLANT | SHINTECH LOUISIANA LLC | IBERVILLE | LA |  | USA | DAVID WISE | 2256851113 |  | 6 | LA001 | LOUISIANA DEPARTMENT OF ENV QUALITY | MR. BRYAN D. JOHNSTON | (225)219-3450 | BRYAN.JOHNSTON@LA.GOV | PERMIT WRITER: ANTHONY RANDALL, 225-219-3181 | PSD-LA-709(M-1) | 2821 | 325211 | 110020900104 | 03/03/2008 &nbsp;ACT | 02/27/2009 &nbsp;ACT | 2006-06-25 | 2009-08-06 | A |  | NEW 1.3 BILLION POUND PER YEAR PVC PLANT CONSISTING OF A CHLOR-ALKALI UNIT, AND EDC/VCM UNIT, AND A PVC UNIT. | VINYL CHLORIDE - 28.82 TPY. VINYL CHLORIDE (VC) WAS REGULATED AS A PSD POLLUTANT (SIGNIFICANCE LEVEL OF 1 TPY) IN LOUISIANA WHEN THIS PERMIT WAS ISSUED. LOUISIANA'S NSR REFORM RULES, ADOPTED DECEMBER 20, 2005, DELISTED VC. HAPS FROM THE PVC UNIT WERE SUBJECTED TO A 112(J) MACT DETERMINATION AFTER VACATURE OF 40 CFR 63 SUBPART J ON APRIL 19, 2005. BACT FOR VC IS EQUIVALENT TO MACT FOR VC. NNSR: BECAUSE VOC AND NOX EMISSIONS ARE LESS THAN 100 TPY, LAER WAS NOT REQUIRED. OFFSETS WERE REQUIRED PURSUANT TO A STATE-ONLY PROVISION IN LAC 33:III.504. PSD-LA-709(M-1) IS FOR 1) REMOVING A COOLING TOWER (M-8), CORRECTING CAPACITY OF COOLING TOWER M-7, AND 3) INCLUDING 19 EMERGENCY ENGINES AND THREE LOADING HOPPERS. | LARGE EMERGENCY ENGINES | 17.11 | DIESEL |  |  | U-10: 685 HP; C-6A: 1709 HP; C-6B: 805 HP M-16A: 1389 HP; P-28D: 805 HP | Particulate matter, total &lt; 10 Âµ (TPM10) | Unspecified | (Particulate Matter (PM)) | PM | P | GOOD COMBUSTION PRACTICES AND GASEOUS FUEL BURNING | 0.1 | LB/MMBTU |  | BACT-PSD | OPERATING PERMIT | U | 0 | U | 0 |  |  | 0 |  |  | 0 | 0 | N
LA-0231 | LAKE CHARLES GASIFICATION FACILITY | LAKE CHARLES COGENERATION, LLC | CALCASIEU | LA | 70665 | USA | DOUG BARBA | 7139634635 | INTERPOWERLLC@AOL.COM | 6 | LA001 | LOUISIANA DEPARTMENT OF ENV QUALITY | MR. BRYAN D. JOHNSTON | (225)219-3450 | BRYAN.JOHNSTON@LA.GOV | PERMIT WRITER: MR. DAN NGUYEN - 225-219-3180 | PSD-LA-742 | 2869 | 325110 | UNKNOWN | 09/24/2008 &nbsp;ACT | 06/22/2009 &nbsp;ACT | 2009-07-10 | 2010-05-17 | A |  | A FACILITY TO CONVERT APPROXIMATELY 7400 TONS/DAY OF PETROLEUM COKE TO NATURAL GAS AND SULFURIC ACID. PERMIT PSD-LA-742(M1), DECEMBER 30, 2010, ALLOWS THE FACILITY TO PRODUCE 2.3 MILLION TONS OF METHANOL, INSTEAD OF NATURAL GAS. | APPLICATION ACCEPTED DATE REFLECTS DATE OF ADMINISTRATIVE COMPLETENESS. PERMIT PSD-LA-742(M1) WAS ISSUED DECEMBER 30, 2010 TO REVISE THE PROCESS DESIGN. THE FACILITY WILL PRODUCE H2SO4 AND METHANOL, INSTEAD OF NATURAL GAS. EXISTING BACT WILL NOT BE CHANGED. NO NEW BACT WILL BE ADDED. PERMIT PSD-LA-742(M2) DATED JUNE 29, 2012 1) REVISES THE PROCESS DESIGN TO PRODUCE HYDROGEN, 2) INCORPORATE PM 2.5 AND CO2E, AND 3)CHANGE NAME TO LAKE CHARLES CLEAN ENERGY. NO NEW BACT WILL BE ADDED. | FIRE WATER DIESEL PUMPS (3) | 17.11 | DIESEL | 575 | HP EACH |  | Particulate matter, total &lt; 10 Âµ (TPM10) | Unspecified | (Particulate Matter (PM)) | PM | P | COMPLY WITH 40 CFR 60 SUBPART IIII | 0.08 | LB/H | MAXIMUM (EACH) | BACT-PSD | NSPS , OPERATING PERMIT | U | 0 | U | 0 |  |  | 0 |  |  | 0 | 0 | N
LA-0231 | LAKE CHARLES GASIFICATION FACILITY | LAKE CHARLES COGENERATION, LLC | CALCASIEU | LA | 70665 | USA | DOUG BARBA | 7139634635 | INTERPOWERLLC@AOL.COM | 6 | LA001 | LOUISIANA DEPARTMENT OF ENV QUALITY | MR. BRYAN D. JOHNSTON | (225)219-3450 | BRYAN.JOHNSTON@LA.GOV | PERMIT WRITER: MR. DAN NGUYEN - 225-219-3180 | PSD-LA-742 | 2869 | 325110 | UNKNOWN | 09/24/2008 &nbsp;ACT | 06/22/2009 &nbsp;ACT | 2009-07-10 | 2010-05-17 | A |  | A FACILITY TO CONVERT APPROXIMATELY 7400 TONS/DAY OF PETROLEUM COKE TO NATURAL GAS AND SULFURIC ACID. PERMIT PSD-LA-742(M1), DECEMBER 30, 2010, ALLOWS THE FACILITY TO PRODUCE 2.3 MILLION TONS OF METHANOL, INSTEAD OF NATURAL GAS. | APPLICATION ACCEPTED DATE REFLECTS DATE OF ADMINISTRATIVE COMPLETENESS. PERMIT PSD-LA-742(M1) WAS ISSUED DECEMBER 30, 2010 TO REVISE THE PROCESS DESIGN. THE FACILITY WILL PRODUCE H2SO4 AND METHANOL, INSTEAD OF NATURAL GAS. EXISTING BACT WILL NOT BE CHANGED. NO NEW BACT WILL BE ADDED. PERMIT PSD-LA-742(M2) DATED JUNE 29, 2012 1) REVISES THE PROCESS DESIGN TO PRODUCE HYDROGEN, 2) INCORPORATE PM 2.5 AND CO2E, AND 3)CHANGE NAME TO LAKE CHARLES CLEAN ENERGY. NO NEW BACT WILL BE ADDED. | EMERGENCY DIESEL POWER GENERATOR ENGINES (2) | 17.11 | DIESEL | 1341 | HP EACH |  | Particulate matter, total &lt; 10 Âµ (TPM10) | Unspecified | (Particulate Matter (PM)) | PM | P | COMPLY WITH 40 CFR 60 SUBPART IIII | 0.06 | LB/H | MAXIMUM (EACH) | BACT-PSD | NSPS , OPERATING PERMIT | U | 0 | U | 0 |  |  | 0 |  |  | 0 | 0 | N
LA-0254 | NINEMILE POINT ELECTRIC GENERATING PLANT | ENTERGY LOUISIANA LLC | JEFFERSON | LA | 70094 | USA | CHRISTEE HERBERT | (504) 576-5699 | CHERBER@ENTERGY.COM | 6 | LA001 | LOUISIANA DEPARTMENT OF ENV QUALITY | MR. BRYAN D. JOHNSTON | (225)219-3450 | BRYAN.JOHNSTON@LA.GOV | PERMIT WRITER: CHRIS SMITH, (225) 219-3417 | PSD-LA-752 | 4911 | 221112 | 110002049328 | 09/14/2010 &nbsp;ACT | 08/16/2011 &nbsp;ACT | 2011-09-22 | 2011-12-12 | B |  | 1827 MW POWER PLANT (PRE-PROJECT). NATURAL GAS IS PRIMARY FUEL; NO. 2 &amp; NO. 4 FUEL OIL ARE SECONDARY FUELS. PROJECT INVOLVES DECOMMISSIONING OF 2 BOILERS AND THE CONSTRUCTION OF 2 COMBINED CYCLE GAS TURBINES WITH DUCT BURNERS, A NATURAL GAS-FIRED AUXILIARY BOILER, A DIESEL GENERATOR, 2 COOLING TOWERS, A FUEL OIL STORAGE TANK, A DIESEL-FIRED FIREWASTER PUMP, AND AN ANHYDROUS AMMONIA TANK. FUELS FOR THE TURBINES INCLUDE NATURAL GAS, NO. 2 FUEL OIL, AND ULTRA LOW SULFUR DIESEL. | APPLICATION ACCEPTED RECEIVED DATE = DATE OF ADMINISTRATIVE COMPLETENESS BACT FOR GREENHOUSE GASES (CO2E) FROM THE COMBINED CYCLE TURBINE GENERATORS (UNITS 6A & 6B) IS OPERATING PROPERLY AND PERFORMING NECESSARY ROUTINE MAINTENANCE, REPAIR, AND REPLACEMENT TO MAINTAIN THE GROSS HEAT RATE AT OR BELOW 7630 BTU/KW-HR (HHV) (ANNUAL AVERAGE). | EMERGENCY DIESEL GENERATOR | 17.11 | DIESEL | 1250 | HP |  | Particulate matter, total &lt; 10 Âµ (TPM10) | Unspecified | (Particulate Matter (PM)) | PM | P | ULTRA LOW SULFUR DIESEL AND GOOD COMBUSTION PRACTICES | 0.15 | G/HP-H | ANNUAL AVERAGE | BACT-PSD | OPERATING PERMIT | U | 0 | U | 0 |  |  | 0.15 | G/HP-H | ANNUAL AVERAGE | 0 | 0 | N
LA-0288 | LAKE CHARLES CHEMICAL COMPLEX | SASOL CHEMICALS (USA) LLC | CALCASIEU | LA | 70669 | USA | ERIC RODRIGUEZ | (281) 588-3761 | ERIC.RODRIGUEZ@US.SASOL.COM | 6 | LA001 | LOUISIANA DEPARTMENT OF ENV QUALITY | MR. BRYAN D. JOHNSTON | (225)219-3450 | BRYAN.JOHNSTON@LA.GOV |  | PSD-LA-778 | 2869 | 325110 | 110017418061 | 05/02/2013 &nbsp;ACT | 05/23/2014 &nbsp;ACT | 2016-07-22 | 2016-09-14 | A |  |  | Complete application date = date of administrative completeness This RBLC entry addresses the Power Unit of the Gas-to-Liquids (GTL) Project. It also addresses the Emergency Diesel Generators in the LAB-2, HPU, ASU, and GTL Units, as the engines are identical. GTL will utilize natural gas as a feedstock to produce fuel-grade hydrocarbon products, including liquefied petroleum gas (LPG), naphtha, paraffins, diesel, wax products, and base oil products. In the GTL process, natural gas will first be reformed into a synthesis gas; the synthesis gas will then be converted into liquid hydrocarbons via a Fischer-Tropsch reaction. The Fisher-Tropsch synthesis is followed by treatment and extraction units and product work-up units which produce the desired products. | Emergency Diesel Generators (EQT 629, 639, 838, 966, &amp; 1264) | 17.11 |  | 2682 | HP |  | Particulate matter, total &lt; 10 Âµ (TPM10) | Unspecified | (Particulate Matter (PM)) | PM | P | Comply with 40 CFR 60 Subpart IIII; operate the engine in accordance with the engine manufacturerâ€™s instructions and/or written procedures designed to maximize combustion efficiency and minimize fuel usage. | 0.88 | LB/HR | HOURLY MAXIMUM | BACT-PSD | NSPS , OPERATING PERMIT | U | 0 | U | 0.04 | TPY | ANNUAL MAXIMUM | 0 |  |  | 0 | 0 | N |  | BACT is determined to be compliance with the limitations imposed by 40 CFR 60 Subpart IIII and its associated monitoring, recordkeeping, and reporting requirements; and operating the engine in accordance with the engine manufacturerâ€™s instructions and/or written procedures (consistent with safe operation) designed to maximize combustion efficiency and minimize fuel usage. Limit PM to 0.20 g/kW-hr.
LA-0296 | LAKE CHARLES CHEMICAL COMPLEX LDPE UNIT | SASOL CHEMICALS (USA) LLC | CALCASIEU | LA | 70669 | USA | ERIC RODRIGUEZ | (281) 588-3761 | ERIC.RODRIGUEZ@US.SASOL.COM | 6 | LA001 | LOUISIANA DEPARTMENT OF ENV QUALITY | MR. BRYAN D. JOHNSTON | (225)219-3450 | BRYAN.JOHNSTON@LA.GOV |  | PSD-LA-779 | 2821 | 325211 | 110017418061 | 05/02/2013 &nbsp;ACT | 05/23/2014 &nbsp;ACT | 2016-09-12 | 2017-04-28 | B |  | The Low Density Polyethylene (LDPE) Unit will produce LDPE by the high pressure polymerization of ethylene. | Complete application date = date of administrative completeness This RBLC entry addresses the Low Density Polyethylene (LDPE) Unit of the Lake Charles Cracker Project (LCCP). This entry also addresses the Emergency Diesel Generators associated with the entire LCCP, as all of the permitted units are identical. | Emergency Diesel Generators (EQTs 622, 671, 773, 850, 994, 995, 996, 1033, 1077, 1105, &amp; 1202) | 17.11 | Diesel | 2682 | HP | Non-emergency use is limited to 100 hours per year. | Particulate matter, total &lt; 10 Âµ (TPM10) | Unspecified | (Particulate Matter (PM)) | PM | P | Compliance with 40 CFR 60 Subpart IIII; operating the engine in accordance with the engine manufacturerâ€™s instructions and/or written procedures (consistent with safe operation) designed to maximize combustion efficiency and minimize fuel usage. | 0.88 | LB/HR | HOURLY MAXIMUM | BACT-PSD | NSPS , OPERATING PERMIT | U | 0 | U | 0.04 | TPY | ANNUAL MAXIMUM | 0 |  |  | 0 | 0 | N |  | PM limit is 0.20 g/kW-hr. BACT is determined to be compliance with the limitations imposed by 40 CFR 60 Subpart IIII and its associated monitoring, recordkeeping, and reporting requirements; and operating the engine in accordance with the engine manufacturerâ€™s instructions and/or written procedures (consistent with safe operation) designed to maximize combustion efficiency and minimize fuel usage.
LA-0305 | LAKE CHARLES METHANOL FACILITY | LAKE CHARLES METHANOL, LLC | CALCASIEU PARISH | LA | 70669 | USA | JOHN MCDANIEL | 318-308-0322 | JMCDANIEL@LAKECHARLESMETHANOL.COM | 6 | LA001 | LOUISIANA DEPARTMENT OF ENV QUALITY | MR. BRYAN D. JOHNSTON | (225)219-3450 | BRYAN.JOHNSTON@LA.GOV | Dan Nguyen - (225)219-3395 | PSD-LA-803(M1) | 2869 | 325199 | 110067180366 | 06/16/2016 &nbsp;ACT | 06/30/2016 &nbsp;ACT | 2017-03-07 | 2017-04-28 | A |  | Proposed facility to produce methanol, H2, H2SO4, CO2, Argon and electricity from Pet Coke | PSD-LA-803 was issued 2/24/2016. The facility has not commence construction when Permit PSD-LA-803(M1) was issued. | Diesel Engines (Emergency) | 17.11 | Diesel | 4023 | hp |  | Particulate matter, total &lt; 10 Âµ (TPM10) | Unspecified | (Particulate Matter (PM)) | PM | P | Complying with 40 CFR 60 Subpart IIII | 0 |  |  | BACT-PSD | NSPS | U | 0 | U | 0 |  |  | 0 |  |  | 0 | 0 | N
LA-0307 | MAGNOLIA LNG FACILITY | MAGNOLIA LNG, LLC | CALCASIEU | LA | 70669 | USA | KOMI HASSAN | 713-815-6900 | KHASSAN@MAGNOLIALNG.COM | 6 | LA001 | LOUISIANA DEPARTMENT OF ENV QUALITY | MR. BRYAN D. JOHNSTON | (225)219-3450 | BRYAN.JOHNSTON@LA.GOV | Permit writer: Dan Nguyen - (225)219-3395 | PSD-LA-792 | 4922 | 221210 | 110069422958 | 11/15/2015 &nbsp;ACT | 03/21/2016 &nbsp;ACT | 2017-03-08 | 2017-04-28 | A |  | A new facility to liquefy 8.0 million metric tons per year of natural gas |  | Diesel Engines | 17.11 | Diesel | 0 |  | Water Pumps (2 units) = 355 hp Tank Deluge Pumps (2 units) = 800 hp Generator = 1340 hp | Particulate matter, total &lt; 10 Âµ (TPM10) | Unspecified | (Particulate Matter (PM)) | PM | P | good combustion practices, Use ultra low sulfur diesel, and comply with 40 CFR 60 Subpart IIII | 0 |  |  | BACT-PSD |  | U | 0 | U | 0 |  |  | 0 |  |  | 0 | 0 | N
LA-0309 | BENTELER STEEL TUBE FACILITY | BENTELER STEEL / TUBE MANUFACTURING CORPORATION | CADDO | LA | 71115 | USA | MYRNA PACHECO PONCE DE LEON | 318-216-4206 | MYRNA.PACHECO@BENTELER.COM | 6 | LA001 | LOUISIANA DEPARTMENT OF ENV QUALITY | MR. BRYAN D. JOHNSTON | (225)219-3450 | BRYAN.JOHNSTON@LA.GOV | Permit Writer: Dan Nguyen - 225-219-3395 | PSD-LA-774(M1) | 3312 | 331111 | 110055592318 | 02/09/2015 &nbsp;ACT | 06/04/2015 &nbsp;ACT | 2017-03-09 | 2017-04-28 | A |  | A facility to produce 600,000 metric tons per year of seamless steel pipe from purchased billets. A steel production facility (including an electric arc furnace (EAF)) was added. | Permit PSD-LA-774 was issued on May 17, 2013 for the construction of the hot rolling mill. An EAF was authorized this time. | Emergency Generator Engines | 17.11 | Diesel | 2922 | hp (each) |  | Particulate matter, total &lt; 10 Âµ (TPM10) | Unspecified | (Particulate Matter (PM)) | PM | P | Complying with 40 CFR 60 Subpart IIII | 0.2 | G/KW-HR |  | BACT-PSD |  | U | 0 | U | 0 |  |  | 0 |  |  | 0 | 0 | N
LA-0316 | CAMERON LNG FACILITY | CAMERON LNG LLC | CAMERON | LA | 70645 | USA | CLAYTON MILLER | 337-680-4531 | CMILLER@CAMERONLNG.COM | 6 | LA001 | LOUISIANA DEPARTMENT OF ENV QUALITY | MR. BRYAN D. JOHNSTON | (225)219-3450 | BRYAN.JOHNSTON@LA.GOV | permit writer: dan nguyen (225)219-3395 | PSD-LA-766(M3) | 4922 | 221210 | 110029511883 | 12/12/2016 &nbsp;ACT | 02/17/2017 &nbsp;ACT | 2017-03-14 | 2017-04-28 | B |  | a facility to liquefy natural gas for export (5 trains) | Permit PSD-LA-766, dated 10/1/13 for liquefaction trains 1,2, and 3 Permit PSD-LA-766(M1), dated 6/26/14, for minor changes; Permit PSD-LA-766(M2), dated 3/3/16, for train 4 and 5 | emergency generator engines (6 units) | 17.11 | diesel | 3353 | hp |  | Particulate matter, total &lt; 10 Âµ (TPM10) | Unspecified | (Particulate Matter (PM)) | PM | P | Complying with 40 CFR 60 Subpart IIII | 0 |  |  | BACT-PSD | NSPS | U | 0 | U | 0 |  |  | 0 |  |  | 0 | 0 | N
LA-0317 | METHANEX - GEISMAR METHANOL PLANT | METHANEX USA, LLC | ASCENSION | LA | 70734 | USA | GLYNN FONTENOT | 225-402-0301 | GFONTENOT@METHANEX.COM | 6 | LA001 | LOUISIANA DEPARTMENT OF ENV QUALITY | MR. BRYAN D. JOHNSTON | (225)219-3450 | BRYAN.JOHNSTON@LA.GOV | permit writer: Dr. Qingming Zhang (225)-219-3457 | PSD-LA-761(M4) | 2869 | 325199 | 110046528227 | 09/09/2016 &nbsp;ACT | 12/22/2016 &nbsp;ACT | 2017-03-15 | 2017-04-28 | A |  | methanol plant (Unit I and Unit II) to produce 6000 metric tons of methanol by steam reforming natural gas | psd-la-761, issued 11/07/12, for relocation Unit I (3000 mt/yr) from punta arenas (chile); psd-la-761(M1), issued 07/12/13, for relocation Unit II (3000 mt/yr); psd-la-761(M2) (issued 01/15/16), psd-la-761(M3) (issued 01/14/16), and psd-la-761(M4) (issued 12/22/16) are for miscellaneous reconciliation | Emergency Generator Engines (4 units) | 17.11 | Diesel | 0 |  | I-GDE-1201, II-GDE-1201 = 2346 hp I-GDE-1202 = 755 hp I-GDE-1203 = 1193 hp | Particulate matter, total &lt; 10 Âµ (TPM10) | Unspecified | (Particulate Matter (PM)) | PM | P | complying with 40 CFR 60 Subpart IIII and 40 CFR 63 Subpart ZZZZ | 0 |  |  | BACT-PSD | NSPS , NESHAP | U | 0 | U | 0 |  |  | 0 |  |  | 0 | 0 | N
LA-0317 | METHANEX - GEISMAR METHANOL PLANT | METHANEX USA, LLC | ASCENSION | LA | 70734 | USA | GLYNN FONTENOT | 225-402-0301 | GFONTENOT@METHANEX.COM | 6 | LA001 | LOUISIANA DEPARTMENT OF ENV QUALITY | MR. BRYAN D. JOHNSTON | (225)219-3450 | BRYAN.JOHNSTON@LA.GOV | permit writer: Dr. Qingming Zhang (225)-219-3457 | PSD-LA-761(M4) | 2869 | 325199 | 110046528227 | 09/09/2016 &nbsp;ACT | 12/22/2016 &nbsp;ACT | 2017-03-15 | 2017-04-28 | A |  | methanol plant (Unit I and Unit II) to produce 6000 metric tons of methanol by steam reforming natural gas | psd-la-761, issued 11/07/12, for relocation Unit I (3000 mt/yr) from punta arenas (chile); psd-la-761(M1), issued 07/12/13, for relocation Unit II (3000 mt/yr); psd-la-761(M2) (issued 01/15/16), psd-la-761(M3) (issued 01/14/16), and psd-la-761(M4) (issued 12/22/16) are for miscellaneous reconciliation | Firewater pump Engines (4 units) | 17.11 | diesel | 896 | hp (each) |  | Particulate matter, total &lt; 10 Âµ (TPM10) | Unspecified | (Particulate Matter (PM)) | PM | P | complying with 40 CFR 60 Subpart IIII and 40 CFR 63 Subpart ZZZZ | 0 |  |  | BACT-PSD | NSPS , NESHAP | U | 0 | U | 0 |  |  | 0 |  |  | 0 | 0 | N
LA-0318 | FLOPAM FACILITY | FLOPAM, INC. | IBERVILLE | LA | 70764 | USA | TIMOTHY KANE | 225-692-7207 | TIMOTHYK@SNFHC.COM | 6 | LA001 | LOUISIANA DEPARTMENT OF ENV QUALITY | MR. BRYAN D. JOHNSTON | (225)219-3450 | BRYAN.JOHNSTON@LA.GOV | permit writer: Dan nguyen (225)219-3395 | PSD-LA-747(M5) | 2869 | 325998 | 110041935779 | 08/08/2015 &nbsp;ACT | 01/07/2016 &nbsp;ACT | 2017-03-22 | 2017-04-28 | C |  | an existing chemical manufacturing facility | PSD-LA-747 entered as LA-0240 and PSD-LA-747(M1) entered as LA-0251. LA-0318 is for PSD-747(M2), dated 7/5/12 (add dust collectors, cooling tower, and diesel engines), PSD-747(M3), dated 5/13/13 (no BACT changes), PSD-747(M4), dated 2/10/15 (add a cooling tower and diesel engines), and PSD-747(M5), dated 1/7/16 (add dust collectors) | Diesel Engines | 17.11 |  | 0 |  |  | Particulate matter, total &lt; 10 Âµ (TPM10) | Unspecified | (Particulate Matter (PM)) | PM | P | Complying with 40 CFR 60 Subpart IIII | 0 |  |  | BACT-PSD |  | U | 0 | U | 0 |  |  | 0 |  |  | 0 | 0 | N
LA-0323 | MONSANTO LULING PLANT | MONSANTO COMPANY | ST. CHARLES PARISH | LA | 70070 | USA | ENRIQUE WEHLEN | 9857858211 | ENRIGUE.WEHLEN@MONSANTO.COM | 6 | LA001 | LOUISIANA DEPARTMENT OF ENV QUALITY | MR. BRYAN D. JOHNSTON | (225)219-3450 | BRYAN.JOHNSTON@LA.GOV |  | PSD-LA-890 | 2879 | 325320 | 110067118274 | 09/21/2015 &nbsp;ACT | 01/09/2017 &nbsp;ACT | 2017-09-26 | 2018-05-11 | D | http://edms.deq.louisiana.gov/app/doc/view.aspx?doc=10460194&ob=yes | Chemical Manufacture | Dicamba Manufacturing Facility expansion project. | Fire Water Diesel Pump No. 3 Engine | 17.11 | Diesel Fuel | 600 | hp | Emergency engine with a limit of 100 hours/yr on operating hours for ready testing. | Particulate matter, total &lt; 10 Âµ (TPM10) | Unspecified | (Particulate Matter (PM)) | PM | P | Proper operation and limits on hours operation for emergency engines and compliance with 40 CFR 60 Subpart IIII | 0 |  |  | BACT-PSD | NSPS | U | 0 | U | 0 |  |  | 0 |  |  | 0 | 0 | N
LA-0323 | MONSANTO LULING PLANT | MONSANTO COMPANY | ST. CHARLES PARISH | LA | 70070 | USA | ENRIQUE WEHLEN | 9857858211 | ENRIGUE.WEHLEN@MONSANTO.COM | 6 | LA001 | LOUISIANA DEPARTMENT OF ENV QUALITY | MR. BRYAN D. JOHNSTON | (225)219-3450 | BRYAN.JOHNSTON@LA.GOV |  | PSD-LA-890 | 2879 | 325320 | 110067118274 | 09/21/2015 &nbsp;ACT | 01/09/2017 &nbsp;ACT | 2017-09-26 | 2018-05-11 | D | http://edms.deq.louisiana.gov/app/doc/view.aspx?doc=10460194&ob=yes | Chemical Manufacture | Dicamba Manufacturing Facility expansion project. | Fire Water Diesel Pump No. 4 Engine | 17.11 | Diesel Fuel | 600 | hp | Emergency Engine limited to 100 hours/yr for ready tests | Particulate matter, total &lt; 10 Âµ (TPM10) | Unspecified | (Particulate Matter (PM)) | PM | P | Proper operation and limits on hours of operation for emergency engines and compliance with 40 CFR 60 Subpart IIII | 0 |  |  | BACT-PSD | NSPS | U | 0 | U | 0 |  |  | 0 |  |  | 0 | 0 | N
MA-0039 | SALEM HARBOR STATION REDEVELOPMENT | FOOTPRINT POWER SALEM HARBOR DEVELOPMENT LP | ESSEX | MA | 1970 | USA | SCOTT SILVERSTEIN |  |  | 1 | MA001 | MASSACHUSETTS DEPT OF ENVIRONMENTAL PROTECTION | MR. MARC WOLMAN | (617)292-5515 | marc.wolman@state.ma.us. | Cosmo Buttaro MassDEP Northeast Regional Office 205B Lowell Street Wilmington, MA 01887 (978) 694-3281 Cosmo.Buttaro@State.MA.US | NE-12-022 | 4911 | 221112 | 110000310459 | 09/09/2013 &nbsp;ACT | 01/30/2014 &nbsp;ACT | 2014-09-26 | 2016-05-05 | A | http://www.mass.gov/eea/agencies/massdep/air/approvals/air-permits-and-approvals-issued-to-facilities.html | Footprint Power Salem Harbor Development LP (the Permittee) proposes to construct and operate a nominal 630 Megawatt (MW) natural gas fired, quick start (capable of producing 300 MW within 10 minutes of startup) combined cycle electric generating facility (the Facility) at Salem Harbor Station. With duct firing, the proposed Facility will be capable of generating an additional 62 MW, for a total of 692 MW. Emission units include two 315 MW (nominal) GE Model 107F Series 5 combustion turbine generators, each with dedicated heat recovery steam generator, duct burner and 31 MW (estimated) steam turbine generator, dispatchable independently of one another by ISO-NE; one 80 mmBtu/hr auxiliary boiler, one 750 kW emergency engine-generator, and one 371 bhp emergency engine-fire-pump. | separate PSD permit under delegated program, and CPA approval (including nonattainment major NSR for NOx as ozone precursor, and state minor NSR for other pollutants) other facility-wide emission limits (not listed in next section): GHG(CO2e): 2,279,530 TPY CO2: 2,277,333 TPY H2SO4: 19.0 TPY | Emergency Engine/Generator | 17.11 | ULSD | 7.4 | MMBTU/H | â‰¤ 300 hours of operation per 12-month rolling period S in ULSD: â‰¤0.0015% by weight | Particulate matter, total &lt; 10 Âµ (TPM10) | Unspecified | (Particulate Matter (PM)) | PM | N |  | 0.15 | GM/BHP-H | 1 HR BLOCK AVERAGE | BACT-PSD | NESHAP , NSPS , SIP , OPERATING PERMIT | U | 0 | U | 0.36 | LB/H | 1 HR BLOCK AVERAGE | 0 |  |  | 0 | 0 | N
MD-0043 | PERRYMAN GENERATING STATION | CONSTELLATION POWER SOURCE GENERATION, INC. | HARFORD | MD | 21130 | USA | BILL LEEDY | SYSNULL |  | 3 | MD001 | MARYLAND DEPARTMENT OF THE ENVIRONMENT | MR. WILLIAM PAUL | (410)537-3276 | bpaul@mde.state.md.us | WILLIAM PAUL 410-537-3276 BILL.PAUL@MARYLAND.GOV | PSC CASE NO. 9136 | 4911 | 221119 | 110000499559 | 07/01/2014 &nbsp;ACT | 07/01/2014 &nbsp;ACT | 2015-07-31 | 2016-07-25 | B |  | 120 MEGAWATT SIMPLE CYCLE NATURAL GAS FIRED POWER PLANTPERRYMAN 6 PROJECT-WIDE EMISSION LIMITS: PM10 = 43.0 TONS/YR PM2.5 = 43.0 TONS/YR NOX = 58.5 TONS/YR CO2E = 430,210 TONS/YR | PERRYMAN 6 PROJECT-WIDE EMISSION LIMITS: PM10 = 43.0 TONS/YR PM2.5 = 43.0 TONS/YR NOX = 58.5 TONS/YR CO2E = 430,210 TONS/YR | EMERGENCY GENERATOR | 17.11 | ULTRA LOW SULFUR DIESEL | 1300 | HP | 40 CFR 60 SUBPART IIII, GOOD COMBUSTION PRACTICES | Particulate matter, total &lt; 10 Âµ (TPM10) | Unspecified | (Particulate Matter (PM)) | PM | P | GOOD COMBUSTION PRACTICES, LIMITED HOURS OF OPERATION, AND EXCLUSIVE USE OF ULSD | 0.17 | G/HP-H | CONDENSIBLE + FILTERABLE | BACT-PSD | NSPS |  | 0 |  | 0.15 | G/HP-H | FILTERABLE | 0 |  |  | 0 | 0 | N |  | NSPS 40 CFR 60 SUBPART IIII
MD-0044 | COVE POINT LNG TERMINAL | DOMINION COVE POINT LNG, LP | CALVERT | MD |  | USA | RICHARD B. GANGLE | SYSNULL |  | 3 | MD001 | MARYLAND DEPARTMENT OF THE ENVIRONMENT | MR. WILLIAM PAUL | (410)537-3276 | bpaul@mde.state.md.us | WILLIAM PAUL 410-537-3276 BILL.PAUL@MARYLAND.GOV | PSC CASE NO. 9318 | 4911 | 221119 | Not Found | 06/09/2014 &nbsp;ACT | 06/09/2014 &nbsp;ACT | 2015-08-25 | 2018-05-14 | U |  | LIQUIFIED NATURAL GAS PROCESSING FACILITY AND 130 MEGAWATT GENERATING STATIONFACILITY-WIDE PM10 EMISSION LIMIT = 124.2 TONS/YR FACILITY-WIDE PM2.5 EMISSION LIMIT= 124/2 TONS/YR FACILITY-WIDE CO2E EMISSION LIMIT = 2,030,988 TONS/YR FACILITY-WIDE FORMALDEHYDE EMISION LIMIT = 6.2 TONS/YR | FACILITY-WIDE PM10 EMISSION LIMIT = 124.2 TONS/YR FACILITY-WIDE PM2.5 EMISSION LIMIT= 124/2 TONS/YR FACILITY-WIDE CO2E EMISSION LIMIT = 2,030,988 TONS/YR FACILITY-WIDE FORMALDEHYDE EMISION LIMIT = 6.2 TONS/YR | EMERGENCY GENERATOR | 17.11 | ULTRA LOW SULFUR DIESEL | 1550 | HP | 40 CFR 60, SUBPART IIII, ULTRA LOW-SULFUR DIESEL FUEL, GOOD COMBUSTION PRACTICES | Particulate matter, total &lt; 10 Âµ (TPM10) | Unspecified | (Particulate Matter (PM)) | PM | P | EXCLUSIVE USE OF ULSD FUEL, GOOD COMBUSTION PRACTICES AND DESIGNED TO ACHIEVE EMISSION LIMITS | 0.17 | G/HP-H |  | BACT-PSD |  |  | 0 |  | 0.23 | G/KW-H |  | 0 |  |  | 0 | 0 | N
MI-0389 | KARN WEADOCK GENERATING COMPLEX | CONSUMERS ENERGY | BAY | MI | 48732-9601 | USA | JAMES M. WALKER | 5177880428 | JMWALKER@CMSENERGY.COM | 5 | MI001 | MICHIGAN DEPT OF ENVIRONMENTAL QUALITY | MS. CINDY SMITH | (517)284-6802 | SMITHC17@MICHIGAN.GOV | FOR TECHNICAL QUESTIONS ABOUT THIS PERMIT, PLEASE CONTACT THE PERMIT ENGINEER - DAVID K. RIDDLE RIDDLED@MICHIGAN.GOV (517-373-7081) | 341-07 | 4911 | 221112 | 26-01700033 | 10/15/2007 &nbsp;ACT | 12/29/2009 &nbsp;ACT | 2010-03-08 | 2010-12-16 | U |  | ELECTRICITY GENERATING FACILITY, EXISTING CAPACITY GREATER THAN 2,000 MW. | AFTER CONSTRUCTION CONSUMERS WILL RETIRE 5 TO 7 COAL-FIRED BOILERS (638 - 958 MW) STATEWIDE. FINAL CONDITIONS WILL BE AT WWW.DEQ.STATE.MI.US/APS/FINALCONDITIONS.SHTML. MATERIAL HANDLING - CONTACT PERMIT ENGINEER FOR TECHNICAL INFORMATION (DAVID RIDDLE, 517-373-7081). INCLUDES 9 EMISSION UNITS. COAL, LIMESTONE, SORBENT AND ASH HANDLING PROCESSES. VARIOUS BACT LIMITS FOR OPACITY, PM AND PM10. BACT FOR THE MATERIAL HANDLING EQUIPMENT CONSISTED OF A COMBINATION OF PASSIVE CONTROL EQUIPMENT SUCH AS WET/CHEMICAL SUPPRESSION SYSTEMS AND ENCLOSED CONVEYORS; AND ACTIVE CONTROL SUCH AS FABRIC FILTERS. ACTIVE CONTROL IS LIMITED TO 0.004 GR/DSCF. | FIRE PUMP | 17.11 | ULTRA LOW SULFUR DIESEL | 525 | HP | OPERATIONAL LIMITS: 1 HOUR/DAY AND 500 HRS/YEAR FOR PM2.5 NAAQS. | Particulate matter, total &lt; 10 Âµ (TPM10) | Unspecified | (Particulate Matter (PM)) | PM | P | ENGINE DESIGN AND OPERATION. 15 PPM SULFUR FUEL. | 0.31 | LB/MMBTU | TEST METHOD | BACT-PSD |  | U | 0 | U | 0 |  |  | 0 |  |  | 0 | 0 | N
MI-0389 | KARN WEADOCK GENERATING COMPLEX | CONSUMERS ENERGY | BAY | MI | 48732-9601 | USA | JAMES M. WALKER | 5177880428 | JMWALKER@CMSENERGY.COM | 5 | MI001 | MICHIGAN DEPT OF ENVIRONMENTAL QUALITY | MS. CINDY SMITH | (517)284-6802 | SMITHC17@MICHIGAN.GOV | FOR TECHNICAL QUESTIONS ABOUT THIS PERMIT, PLEASE CONTACT THE PERMIT ENGINEER - DAVID K. RIDDLE RIDDLED@MICHIGAN.GOV (517-373-7081) | 341-07 | 4911 | 221112 | 26-01700033 | 10/15/2007 &nbsp;ACT | 12/29/2009 &nbsp;ACT | 2010-03-08 | 2010-12-16 | U |  | ELECTRICITY GENERATING FACILITY, EXISTING CAPACITY GREATER THAN 2,000 MW. | AFTER CONSTRUCTION CONSUMERS WILL RETIRE 5 TO 7 COAL-FIRED BOILERS (638 - 958 MW) STATEWIDE. FINAL CONDITIONS WILL BE AT WWW.DEQ.STATE.MI.US/APS/FINALCONDITIONS.SHTML. MATERIAL HANDLING - CONTACT PERMIT ENGINEER FOR TECHNICAL INFORMATION (DAVID RIDDLE, 517-373-7081). INCLUDES 9 EMISSION UNITS. COAL, LIMESTONE, SORBENT AND ASH HANDLING PROCESSES. VARIOUS BACT LIMITS FOR OPACITY, PM AND PM10. BACT FOR THE MATERIAL HANDLING EQUIPMENT CONSISTED OF A COMBINATION OF PASSIVE CONTROL EQUIPMENT SUCH AS WET/CHEMICAL SUPPRESSION SYSTEMS AND ENCLOSED CONVEYORS; AND ACTIVE CONTROL SUCH AS FABRIC FILTERS. ACTIVE CONTROL IS LIMITED TO 0.004 GR/DSCF. | EMERGENCY GENERATOR | 17.11 | ULTRA LOW SULFUR DIESEL | 2000 | KW | 2980 HP. OPERATIONAL LIMITS: 1 HR/DAY, 500 HRS/YR FOR PM2.5 NAAQS. | Particulate matter, total &lt; 10 Âµ (TPM10) | Unspecified | (Particulate Matter (PM)) | PM | P | ENGINE DESIGN AND OPERATION. 15 PPM SULFUR FUEL. | 0.0573 | LB/MMBTU | TEST METHOD | BACT-PSD |  | U | 0 | U | 0 |  |  | 0 |  |  | 0 | 0 | N
MI-0400 | WOLVERINE POWER | WOLVERINE POWER SUPPLY COOPERATIVE, INC. | PRESQUE ISLE | MI | 49779 | USA | BRIAN WARNER | 2317755700 X 3336 | BWARNER@WPSCI.COM | 5 | MI001 | MICHIGAN DEPT OF ENVIRONMENTAL QUALITY | MS. CINDY SMITH | (517)284-6802 | SMITHC17@MICHIGAN.GOV | Please contact permit engineer Melissa Byrnes at 517-373-7065 with questions regarding this permit. Thank you. | 317-07 | 4911 | 221112 | 26-14105823 | 09/26/2007 &nbsp;ACT | 06/29/2011 &nbsp;ACT | 2012-10-18 | 2016-04-14 | A |  | Coal-fired power plant. |  | Emergency generator | 17.11 | Diesel | 4000 | HP | Maximum operation was based on 500 hours per year. | Particulate matter, total &lt; 10 Âµ (TPM10) | Unspecified | (Particulate Matter (PM)) | PM | N |  | 1.76 | LB/H | TEST PROTOCOL; BACT | BACT-PSD |  | N | 0 | N | 0 |  |  | 0 |  |  | 0 | 0 | N
MI-0402 | SUMPTER POWER PLANT | WOLVERINE POWER SUPPLY COOPERATIVE INC. | WAYNE | MI | 48111 | USA | BRIAN WARNER | 231-775-5700 | BWARNER@WPSCI.COM | 5 | MI001 | MICHIGAN DEPT OF ENVIRONMENTAL QUALITY | MS. CINDY SMITH | (517)284-6802 | SMITHC17@MICHIGAN.GOV | Please contact permit engineer Julie Brunner at 517-373-7088 or brunnerj1@michigan.gov for questions related to this permit. Thank you. | 81-11 | 4911 | 221112 | 2616305315 | 05/27/2011 &nbsp;ACT | 11/17/2011 &nbsp;ACT | 2012-11-30 | 2016-05-04 | D |  | Utility--Natural gas fired combustion turbine | Other Facility Wide Pollutants not listed below: PM10 = 14.8 tpy PM2.5 = 14.8 tpy CO2e = 232,639 tpy | Diesel fuel-fired combustion engine (RICE) | 17.11 | Diesel | 732 | HP | Diesel fuel-fired engine for emergency. | Particulate matter, total &lt; 10 Âµ (TPM10) | Unspecified | (Particulate Matter (PM)) | PM | P | Good combustion practices | 0.0573 | LB/MMBTU | TEST | BACT-PSD | NSPS , NESHAP , OTHER | N | 0 | N | 0 |  |  | 0 |  |  | 0 | 0 | N |  | Top ranking option
MI-0406 | RENAISSANCE POWER LLC | LS POWER DEVELOPMENT LLC | MONTCALM | MI | 48811 | USA | BRADLEY COOLEY | 636-534-3268 | BCOOLEY@LSPOWER.COM | 5 | MI001 | MICHIGAN DEPT OF ENVIRONMENTAL QUALITY | MS. CINDY SMITH | (517)284-6802 | SMITHC17@MICHIGAN.GOV | Please contact the permit engineer, Melissa Byrnes, at 517-284-6790 or at BYRNESM@michigan.gov for technical questions regarding this permit. Thank you. | 51-13 | 4911 | 221112 | 2611705287 | 07/13/2013 &nbsp;ACT | 11/01/2013 &nbsp;ACT | 2014-03-19 | 2016-07-07 | C |  | For technical questions regarding this permit, please contact the permit engineer, Melissa Byrnes, at 517-284-6790. Thank you. | Other facility-wide pollutants not listed below (tpy): PM10=211.19+ PM2.5=205.24+ Lead=0.0027+ CO2e=5,398,441+ Sulfuric Acid Mist=5.67+ | FG-EMGEN7-8; Two (2) 1,000kW diesel-fueled emergency reciprocating internal combustion engines | 17.11 | Diesel | 1000 | kW | 1,000 kW (1,502 hp) each; hours restriction = 500 hours each per year. | Particulate matter, total &lt; 10 Âµ (TPM10) | Unspecified | (Particulate Matter (PM)) | PM | P | Good combustion practices. | 0.15 | G/B-HP-H | TEST PROTOCOL; EACH UNIT. | BACT-PSD | SIP | N | 0 | N | 0 |  |  | 0 |  |  | 0 | 0 | N |  | The PM10 emission limit of 0.15 g/bhp-hr applies to each unit.
MI-0421 | GRAYLING PARTICLEBOARD | ARAUCO NORTH AMERICA | CRAWFORD | MI | 49738 | USA | RICH WEBER | 803-431-2046 | RICH.WEBER@ARAUCO-NA.COM | 5 | MI001 | MICHIGAN DEPT OF ENVIRONMENTAL QUALITY | MS. CINDY SMITH | (517)284-6802 | SMITHC17@MICHIGAN.GOV | Please contact the permit engineer, Mr. Andrew Drury, at 517-284-6792 or at drurya@michigan.gov for technical questions related to the permit. Thank you. | 59-16 | 2493 | 321219 | Not Found | 06/30/2016 &nbsp;ACT | 08/26/2016 &nbsp;ACT | 2017-01-27 | 2017-07-20 | A |  | Particleboard manufacturing |  | Emergency Diesel Generator Engine (EUEMRGRICE in FGRICE) | 17.11 | Diesel | 500 | H/YR | One emergency diesel generator engine rated at 1600 kW (EUEMRGRICE in FGRICE). | Particulate matter, total &lt; 10 Âµ (TPM10) | Unspecified | (Particulate Matter (PM)) | PM | P | Certified engines, good design, operation and combustion practices. Operational restrictions/limited use. | 1.41 | LB/H | TEST PROTOCOL WILL SPECIFY AVG TIME. | BACT-PSD | SIP | N | 0 | N | 0 |  |  | 0 |  |  | 0 | 0 | N |  | No technically feasible add on control identified.
MI-0421 | GRAYLING PARTICLEBOARD | ARAUCO NORTH AMERICA | CRAWFORD | MI | 49738 | USA | RICH WEBER | 803-431-2046 | RICH.WEBER@ARAUCO-NA.COM | 5 | MI001 | MICHIGAN DEPT OF ENVIRONMENTAL QUALITY | MS. CINDY SMITH | (517)284-6802 | SMITHC17@MICHIGAN.GOV | Please contact the permit engineer, Mr. Andrew Drury, at 517-284-6792 or at drurya@michigan.gov for technical questions related to the permit. Thank you. | 59-16 | 2493 | 321219 | Not Found | 06/30/2016 &nbsp;ACT | 08/26/2016 &nbsp;ACT | 2017-01-27 | 2017-07-20 | A |  | Particleboard manufacturing |  | Dieself fire pump engine (EUFIREPUMP in FGRICE) | 17.11 | Diesel | 500 | H/YR | One diesel fire pump engine rated at 400 KW (identified as EUFIREPUMP in FGRICE). | Particulate matter, total &lt; 10 Âµ (TPM10) | Unspecified | (Particulate Matter (PM)) | PM | P | Certified engines. Good design, operation and combustion practices. Operational restrictions/limited use. | 0.18 | LB/H | TEST PROTOCOL WILL SPECIFY AVG TIME | BACT-PSD | SIP | N | 0 | N | 0 |  |  | 0 |  |  | 0 | 0 | N |  | No technically feasible add on control identified.
MI-0423 | INDECK NILES, LLC | INDECK NILES, LLC | CASS | MI | 49120 | USA | MICHAEL DUBOIS | 847-520-3212 | MDUBOIS@INDECKENERGY.COM | 5 | MI001 | MICHIGAN DEPT OF ENVIRONMENTAL QUALITY | MS. CINDY SMITH | (517)284-6802 | SMITHC17@MICHIGAN.GOV | Please contact the permit engineer, Catherine Asselin at 517-284-6786, or at asselinc@michigan.gov, for technical questions regarding the permit. Thank you. | 75-16 | 4911 | 221112 | Not Found | 10/25/2016 &nbsp;ACT | 01/04/2017 &nbsp;ACT | 2017-06-02 | 2018-03-08 | A |  | Natural gas combined cycle power plant. | The permit includes equipment not entered into the RBLC due to a lack of emission limits or material limits; these include a cold cleaner, a number of space heaters, and two fuel tanks. | EUEMENGINE (Diesel fuel emergency engine) | 17.11 | Diesel Fuel | 22.68 | MMBTU/H | a 2,922 horsepower (HP) (2,179 kilowatts (kW)) diesel fueled emergency engine manufactured in 2011 or later and a displacement of <10 liters/cylinder. Restricted to 4 hours/day, except during emergency conditions and stack testing, and 500 hours/year on a 12-month rolling time period basis. | Particulate matter, total &lt; 10 Âµ (TPM10) | Unspecified | (Particulate Matter (PM)) | PM | P | Good combustion practices. | 1.58 | LB/H | HOURLY | BACT-PSD | SIP | N | 0 | N | 0 |  |  | 0 |  |  | 0 | 0 | N
MI-0425 | GRAYLING PARTICLEBOARD | ARAUCO NORTH AMERICA | CRAWFORD | MI | 49738 | USA | RICH WEBER | 803-431-2046 | RICH.WEBER@ARAUCO-NA.COM | 5 | MI001 | MICHIGAN DEPT OF ENVIRONMENTAL QUALITY | MS. CINDY SMITH | (517)284-6802 | SMITHC17@MICHIGAN.GOV | Please contact the permit engineer, Mr. Andrew Drury, at 517-284-6792 or at drurya@michigan.gov for technical questions regarding this permit. Thank you. | 59-16A | 2493 | 321219 | Not Found | 03/06/2017 &nbsp;ACT | 05/09/2017 &nbsp;ACT | 2017-08-02 | 2017-11-15 | A |  | Particleboard manufacturing. |  | EUEMRGRICE1 in FGRICE (Emergency diesel generator engine) | 17.11 | Diesel | 500 | H/YR | One emergency diesel generator engine rated at 1500 KW (EUEMRGRICE1 in FGRICE). | Particulate matter, total &lt; 10 Âµ (TPM10) | Unspecified | (Particulate Matter (PM)) | PM | P | Certified engines, good design, operation and combustion practices. Operational restrictions/limited use. | 0.66 | LB/H | TEST PROTOCOL SHALL SPECIFY | BACT-PSD | SIP | N | 0 | N | 0 |  |  | 0 |  |  | 0 | 0 | N |  | No technically feasible add on control identified.
MI-0425 | GRAYLING PARTICLEBOARD | ARAUCO NORTH AMERICA | CRAWFORD | MI | 49738 | USA | RICH WEBER | 803-431-2046 | RICH.WEBER@ARAUCO-NA.COM | 5 | MI001 | MICHIGAN DEPT OF ENVIRONMENTAL QUALITY | MS. CINDY SMITH | (517)284-6802 | SMITHC17@MICHIGAN.GOV | Please contact the permit engineer, Mr. Andrew Drury, at 517-284-6792 or at drurya@michigan.gov for technical questions regarding this permit. Thank you. | 59-16A | 2493 | 321219 | Not Found | 03/06/2017 &nbsp;ACT | 05/09/2017 &nbsp;ACT | 2017-08-02 | 2017-11-15 | A |  | Particleboard manufacturing. |  | EUEMRGRICE2 in FGRICE (Emergency Diesel Generator Engine) | 17.11 | Diesel | 500 | H/YR | One emergency diesel generator engine rated at 1500 KW (EUEMRGRICE2 in FGRICE). | Particulate matter, total &lt; 10 Âµ (TPM10) | Unspecified | (Particulate Matter (PM)) | PM | P | Certified engines. Good design, operation and combustion practices. Operational restrictions/limited use. | 0.22 | LB/H | TEST PROTOCOL SHALL SPECIFY | BACT-PSD | SIP | N | 0 | N | 0 |  |  | 0 |  |  | 0 | 0 | N |  | No technically feasible add on control identified.
MI-0425 | GRAYLING PARTICLEBOARD | ARAUCO NORTH AMERICA | CRAWFORD | MI | 49738 | USA | RICH WEBER | 803-431-2046 | RICH.WEBER@ARAUCO-NA.COM | 5 | MI001 | MICHIGAN DEPT OF ENVIRONMENTAL QUALITY | MS. CINDY SMITH | (517)284-6802 | SMITHC17@MICHIGAN.GOV | Please contact the permit engineer, Mr. Andrew Drury, at 517-284-6792 or at drurya@michigan.gov for technical questions regarding this permit. Thank you. | 59-16A | 2493 | 321219 | Not Found | 03/06/2017 &nbsp;ACT | 05/09/2017 &nbsp;ACT | 2017-08-02 | 2017-11-15 | A |  | Particleboard manufacturing. |  | EUFIREPUMP in FGRICE (Diesel fire pump engine) | 17.11 | Diesel | 500 | H/YR | One diesel fire pump engine rated at 400 KW (EUFIREPUMP in FGRICE). | Particulate matter, total &lt; 10 Âµ (TPM10) | Unspecified | (Particulate Matter (PM)) | PM | P | Certified engines. Good design, operation and combustion practices. Operational restrictions/limited use. | 0.18 | LB/H | TEST PROTOCOL SHALL SPECIFY | BACT-PSD | SIP | N | 0 | N | 0 |  |  | 0 |  |  | 0 | 0 | N |  | No technically feasible add on control identified.
NJ-0084 | PSEG FOSSIL LLC SEWAREN GENERATING STATION | PSEG FOSSIL LLC | MIDDLESEX | NJ | 07095-1439 | USA | DOUGLAS GORDON | (973)430-6092 | DOUGLAS.GORDON@PSEG.COM | 2 | NJ001 | NEW JERSEY DEPT OF ENV PROTECTION, DIVISION OF AIR QUALITY | ALIYA KHAN | (609) 292-2169 | Aliya.Khan@dep.nj.gov | David J. Owen: Phone number: 609-633-1129 E-mail: david.owen@dep.nj.gov | 18068/BOP150001 | 4911 | 221112 | 110000801614 | 02/01/2016 &nbsp;ACT | 03/10/2016 &nbsp;ACT | 2016-05-13 | 2018-04-17 | B | http://www.state.nj.us/dep/aqpp/ | PSEG Fossil LLC Sewaren Generating Station (Sewaren or Facility) is located at 751 Cliff Road, Sewaren, New Jersey 07077-1439, Middlesex County, New Jersey. This â€œProjectâ€ to be built at Sewaren would be a 1-on-1 (1 combustion turbine and a single steam turbine) combined-cycle electric generating unit including its ancillary equipment. The electric output of the combined-cycle combustion turbine (CCCT) at ISO conditions will be approximately 345 MW and the approximate output of the steam turbine at these conditions and with 100% supplemental heat input will be 240 MW. | A. The Facility Wide emission Increase given below is from this project. B. The Project will consist of the following equipment: [1] One (1) General Electric (GE) 7HA.02 CCCT nominally rated at 345 MW at ISO conditions without duct firing with a maximum heat input rate of: 3,311 MMBtu/hr(HHV) at (94) degrees F, 47% RH firing natural gas 3,452 MMBtu/hr(HHV) at (0) degrees F, and 50% RH when firing ULSD [2.] One (1) 730 MMBtu/hr (HHV) natural gas-fired duct burner [3] One (1) 80 MMBtu/hr (HHV) natural gas fired auxiliary boiler [4] One (1) 2.60 MMBtu/hr (HHV), 360 brake horsepower, emergency diesel fire pump, [5] One (1) 19.1 MMBtu/hr (HHV), approximately 2,000 kW emergency diesel generator, and, [6] A 3-cell, 13,000 gallon per minute (â€œgpmâ€) auxiliary wet mechanical draft cooling tower. | Diesel Fired Emergency Generator | 17.11 | ULSD | 44 | H/YR |  | Particulate matter, total &lt; 10 Âµ (TPM10) | Unspecified | (Particulate Matter (PM)) | PM | P | use of ULSD a clean burning fuel, and limited hours of operation | 0.26 | LB/H |  | BACT-PSD | NSPS , OPERATING PERMIT | N | 0 | U | 0 |  |  | 0 |  |  | 0 | 0 | N
OH-0352 | OREGON CLEAN ENERGY CENTER | ARCADIS, US, INC. | LUCAS | OH | 43616 | USA | LYNN GRESOCK | 978-322-4520 | LYNN.GRESOCK@ARCADIS-US.CO | 5 | OH001 | OHIO ENVIRONMENTAL PROTECTION AGENCY | MR. DANA THOMPSON | 614-644-3701 | Dana.thompson@epa.ohio.gov |  | P0110840 | 4931 | 221112 | 110064669737 | 04/03/2013 &nbsp;ACT | 06/18/2013 &nbsp;ACT | 2013-07-15 | 2016-05-04 | A |  | 799 Megawatt Combined Cycle Combustion Turbine Power Plant | The permit is set up to install either 2 Mitsubishi M501 GAC units or 2 Siemens SGT-8000H units, not both; with dedicated heat recovery steam generators (HRSG), steam turbine generator, and electric generator. | Emergency generator | 17.11 | diesel | 2250 | KW | Emergency diesel fired generator restricted to 500 hours of operation per rolling 12-months. | Particulate matter, total &lt; 10 Âµ (TPM10) | EPA/OAR Mthd 201A and 202 | (Particulate Matter (PM)) | PM | P | Purchased certified to the standards in NSPS Subpart IIII | 0.99 | LB/H |  | BACT-PSD | NSPS , OPERATING PERMIT | U | 0 | U | 0.25 | T/YR | PER ROLLING 12-MONTHS | 0 |  | SEE NOTES | 0 | 0 | N |  | Additional limit: 0.20 g PM10/kW-H NSPS standard If required Methods 201 or 201A and 202
OK-0128 | MID AMERICAN STEEL ROLLING MILL | MID AMERICAN STEEL AND WIRE COMPANY | MARSHALL | OK | 73446 | USA |  |  |  | 6 | OK001 | OKLAHOMA DEPARTMENT OF ENVIRONMENTAL QUALITY | MR. LEE WARDEN | (405)702-4182 | LEE.WARDEN@DEQ.OK.GOV |  | 2003-106-C(M-1) PSD | 3312 | 331111 | 110022524062 | 03/26/2008 &nbsp;ACT | 09/08/2008 &nbsp;ACT | 2008-12-31 | 2010-12-17 | B |  | THE FACILITY WAS CONSTRUCTED UNDER PERMIT NO. 2003-106-C ISSUED MARCH 25, 2003, AND IS CURRENTLY OPERATED UNDER PERMIT NO. 2003-106-O ISSUED JANUARY 3, 2005. THE FACILITY CURRENTLY OPERATES A SINGLE 74 MMBTUH GAS-FIRED FURNACE FOR SOFTENING STEEL BILLETS SO THAT THEY CAN BE DRAWN IN TO WIRE. | MID AMERICAN PROPOSES TO INSTALL TWO ELECTRIC ARC STEEL MELTING FURNACES. THE FURNACES WERE FABRICATED IN 2000 FOR INSTALLATION AT ANOTHER COMPANY SITE THAT WAS NOT CONSTRUCTED, THE PROPOSED GRIFFIN WHEEL PLANT AT TULSA. THE PROPOSED FURNACES WILL BE CAPABLE OF PRODUCING A TOTAL OF APPROXIMATELY 80 TONS/HR (640,000 TONS PER YEAR) OF Â¿BILLETÂ¿ Â¿ (BAR-SHAPED INGOTS) STEEL. THE STEEL MAY BE USED ON-SITE IN THE EXISTING WIRE PRODUCTION UNIT OR SOLD TO OTHER MILLS. | Emergency Generator | 17.11 | No. 2 diesel | 1200 | HP |  | Particulate matter, total &lt; 10 Âµ (TPM10) | Unspecified | (Particulate Matter (PM)) | PM | N |  | 0.84 | LB/H |  | BACT-PSD | SIP | U | 0 | U | 0.21 | T/YR |  | 0 |  |  | 0 | 0 | N
OK-0129 | CHOUTEAU POWER PLANT | ASSOCIATED ELECTRIC COOPERATIVE INC | MAYES | OK | 74362 | USA |  |  |  | 6 | OK001 | OKLAHOMA DEPARTMENT OF ENVIRONMENTAL QUALITY | MR. LEE WARDEN | (405)702-4182 | LEE.WARDEN@DEQ.OK.GOV |  | 2007-115-C(M-1)PSD | 4911 | 221112 | 4009700017 | 06/19/2008 &nbsp;ACT | 01/23/2009 &nbsp;ACT | 2009-11-20 | 2010-02-18 | B |  |  |  | EMERGENCY DIESEL GENERATOR (2200 HP) | 17.11 | LOW SULFUR DIESEL | 2200 | HP |  | Particulate matter, total &lt; 10 Âµ (TPM10) | Unspecified | (Particulate Matter (PM)) | PM | N |  | 0.72 | LB/H |  | BACT-PSD | NSPS | U | 0 | U | 0.2 | G/KW-H | NSPS | 0 |  |  | 0 | 0 | N
OK-0156 | NORTHSTAR AGRI IND ENID | NORTHSTAR AGRI INDUSTRIES | GARFIELD | OK | 73701 | USA | JIM DUDLEY | 701-478-5848 | JDUDLEY@NORTHSTARAGRI.COM | 6 | OK001 | OKLAHOMA DEPARTMENT OF ENVIRONMENTAL QUALITY | MR. LEE WARDEN | (405)702-4182 | LEE.WARDEN@DEQ.OK.GOV |  | 2013-0109-C PSD | 2076 | 311223 | Not Found | 01/31/2013 &nbsp;ACT | 07/31/2013 &nbsp;ACT | 2014-06-19 | 2018-05-11 | A |  | The new Northstar Agri Industries â€“ Enid facility will be designed to convert 2,500 TPD of seeds into crude oil and RBD oil. The facility consists of several processing steps to prepare seed and remove up to 100 million gallons per year of crude oil and RBD oil. | FRS Entered as &lsquo;&lsquo;047-00098&lsquo;&lsquo;. Too short for a FRS. The new Northstar Agri Industries â€“ Enid facility will be designed to convert 2,500 TPD of seeds into crude oil and RBD oil. The facility consists of several processing steps to prepare seed and remove up to 100 million gallons per year of crude oil and RBD oil. | Fire Pump Engine | 17.11 | Diesel | 550 | hp |  | Particulate matter, total &lt; 10 Âµ (TPM10) | Unspecified | (Particulate Matter (PM)) | PM | N |  | 0.2 | GM/HP-HR |  | BACT-PSD | NSPS | U | 0 | U | 0 |  |  | 0 |  |  | 0 | 0 | N |  | NSPS
PR-0009 | ENERGY ANSWERS ARECIBO PUERTO RICO RENEWABLE ENERGY PROJECT | ENERGY ANSWERS ARECIBO, LLC | ARECIBO | PR |  | USA | MARK GREEN | (347)-351-5248 |  | 2 | OT003 | EPA REGION II | MR. FRANK JON | (212)637-4085 | jon.frank@epa.gov | Ms. Viorica Petriman petriman.viorica@epa.gov | R2-PSD 1 | 4953 | 221119 | FRL-9911-10-Region 2 | 11/11/2012 &nbsp;ACT | 04/10/2014 &nbsp;ACT | 2014-10-14 | 2016-05-05 | A |  | Energy Answers Arecibo is a new resource recovery facility capable of producing up to 77 megawatts (MW) of electrical power while combusting municipal solid waste, as the primary fuel. | This is a PSD permit for a new/greenfield facility. | Emergency Diesel Generator | 17.11 | ULSD Fuel oil # 2 | 0 |  | Emergency Generator is rated at 670 BHP and is limited to 500 hr per year (emergency and testing and maintenance, combined) | Particulate matter, total &lt; 10 Âµ (TPM10) | Unspecified | (Particulate Matter (PM)) | PM | N |  | 0.15 | G/B-HP-H |  | BACT-PSD |  | U | 0 | U | 0.22 | LB/H |  | 0 |  |  | 0 | 0 | N
WV-0027 | INWOOD | KNAUF INSULATION INC. | BERKELEY | WV | 25428 | USA | CHRISTOPHER MARHIN | 317-421-8561 | CHRIS.MAHIN@KNAUFINSULATION.COM | 3 | WV001 | WEST VIRGINIA DEPT. OF ENVRIONMENTAL PROTECTION; DIV. OF AIR QUALITY | MR. JOE KESSLER, PE | (304)926-0499X1219 | Joseph.r.kessler@wv.gov | Permit Writer: Mr. Ed Andrews 304-926-0499 x1214 | R14-0015M | 3296 | 327993 | 110064365306 | 03/13/2017 &nbsp;ACT | 09/15/2017 &nbsp;ACT | 2017-12-07 | 2018-05-01 | C | http://dep.wv.gov/daq/Documents/September 2017 Permits and Evals/003-00027_PERM_R14-0015M.pdf | Insulation Manufacturing Facility |  | Emergency Generator - ESDG14 | 17.11 | ULSD | 900 | bhp | Used to supply power to the facility in the event of power loss | Particulate matter, total &lt; 10 Âµ (TPM10) | Unspecified | (Particulate Matter (PM)) | PM | P | ULSD | 0.2 | G/HP-HR |  | BACT-PSD | NSPS | U | 0 | N | 0 |  |  | 0 |  |  | 0 | 0 | N |  | Engine limited to 100 hours non-emergency use per year.
*AK-0084 | DONLIN GOLD PROJECT | DONLIN GOLD LLC. | BETHEL CENSUS AREA | AK | 99575 | USA | STAN FOO | 907-273-0200 | SFOO@DONLINGOLD.COM | 10 | AK001 | ALASKA DEPT OF ENVIRONMENTAL CONS | MR. JIM PLOSAY | (907) 465-5103 | JOHN.KUTERBACH@ALASKA.GOV | AK DEC DIV. OF AIR QUALITY 410 WILLOUGHBY AVE. SUITE 303 JUNEAU, AK 99801 | AQ0934CPT01 | 1041 | 212221 | Not Entered | 10/15/2015 &nbsp;ACT | 06/30/2017 &nbsp;ACT | 2018-06-21 | 2018-06-22 | A | http://dec.alaska.gov/Applications/Air/airtoolsweb/Home/ViewAttachment/16763360/d1h2U6BIY-j857LFU-WYmw2 | The Donlin Gold Project is a gold mine located 12 miles north of Crooked Creek, Alaska on the Kuskokwim River, about 280 miles northwest of Anchorage. The deposit has proven and probable reserves estimated at 33.9 million ounces of gold at 2.1 g/t and could produce up to 1.5 million ounces annually. SIC Code 1041; NAICS Code 212221. |  | Black Start and Emergency Internal Cumbustion Engines | 17.11 | Diesel | 1500 | kWe | Two (2) 600 kWe black start diesel generators and four (4) 1,500 kWe emergency diesel generators. | Particulate matter, total &lt; 2.5 Âµ (TPM2.5) | Unspecified | (Particulate Matter (PM)) | PM | P | Clean Fuel and Good Combustion Practices | 0.25 | G/KW-HR | 3-HOUR AVERAGE | BACT-PSD | NSPS | U | 0 | U | 0 |  |  | 0 |  |  | 0 | 0 | N |  | NSPS Subpart IIII engines
*AK-0084 | DONLIN GOLD PROJECT | DONLIN GOLD LLC. | BETHEL CENSUS AREA | AK | 99575 | USA | STAN FOO | 907-273-0200 | SFOO@DONLINGOLD.COM | 10 | AK001 | ALASKA DEPT OF ENVIRONMENTAL CONS | MR. JIM PLOSAY | (907) 465-5103 | JOHN.KUTERBACH@ALASKA.GOV | AK DEC DIV. OF AIR QUALITY 410 WILLOUGHBY AVE. SUITE 303 JUNEAU, AK 99801 | AQ0934CPT01 | 1041 | 212221 | Not Entered | 10/15/2015 &nbsp;ACT | 06/30/2017 &nbsp;ACT | 2018-06-21 | 2018-06-22 | A | http://dec.alaska.gov/Applications/Air/airtoolsweb/Home/ViewAttachment/16763360/d1h2U6BIY-j857LFU-WYmw2 | The Donlin Gold Project is a gold mine located 12 miles north of Crooked Creek, Alaska on the Kuskokwim River, about 280 miles northwest of Anchorage. The deposit has proven and probable reserves estimated at 33.9 million ounces of gold at 2.1 g/t and could produce up to 1.5 million ounces annually. SIC Code 1041; NAICS Code 212221. |  | Twelve (12) Large ULSD/Natural Gas-Fired Internal Combustion Engines | 17.11 | Diesel and Natural Gas | 143.5 | MMBtu/hr | Twelve 17-MW Wartsila 18V50DF ULSD/Natural Gas-Fired Internal Combustion Engines. Each engine rated at: 143.5 MMBtu/hr on ULSD 141.4 MMBtu/hr on natural gas | Particulate matter, total &lt; 2.5 Âµ (TPM2.5) | Unspecified | (Particulate Matter (PM)) | PM | P | Clean Fuel and Good Combustion Practices | 0.29 | G/KW-HR (ULSD) | 3-HOUR AVERAGE | BACT-PSD |  | U | 0 | N | 0.13 | G/KW-HR (NATURAL GAS | 3-HOUR AVERAGE | 0 |  |  | 0 | 0 | N |  | Potential particulate matter emissions of 47.0 tpy for each engine (EU 1-12).
*LA-0312 | ST. JAMES METHANOL PLANT | SOUTH LOUISIANA METHANOL LP | ST. JAMES | LA |  | USA | BRIAN JONES | (512) 394-7346 |  | 6 | LA001 | LOUISIANA DEPARTMENT OF ENV QUALITY | MR. BRYAN D. JOHNSTON | (225)219-3450 | BRYAN.JOHNSTON@LA.GOV | Permit Writer: Mr. Christopher Smith, (225) 219-3439 | PSD-LA-780(M-1) | 2869 | 325998 | Not Found | 09/30/2015 &nbsp;ACT | 06/30/2017 &nbsp;ACT | 2017-03-10 | 2017-12-27 | A |  | New MeOH plant designed to produce 5,275 metric tons per day of refined methanol from natural gas and carbon dioxide (CO2) feedstock | New methanol plant designed to produce 5,275 metric tons per day of refined methanol from natural gas and carbon dioxide (CO2) feedstock | DFP1-13 - Diesel Fire Pump Engine (EQT0013) | 17.11 | Diesel | 650 | horsepower | Operating hour limit: 100 hr/yr | Particulate matter, total &lt; 2.5 Âµ (TPM2.5) | Unspecified | (Particulate Matter (PM)) | PM | P | Compliance with NSPS IIII | 0.15 | LB/HR |  | BACT-PSD | OPERATING PERMIT , NSPS | U | 0 | U | 0 |  |  | 0 |  |  | 0 | 0 | N |  | Limit: 0.15 g/hp-hr
*LA-0312 | ST. JAMES METHANOL PLANT | SOUTH LOUISIANA METHANOL LP | ST. JAMES | LA |  | USA | BRIAN JONES | (512) 394-7346 |  | 6 | LA001 | LOUISIANA DEPARTMENT OF ENV QUALITY | MR. BRYAN D. JOHNSTON | (225)219-3450 | BRYAN.JOHNSTON@LA.GOV | Permit Writer: Mr. Christopher Smith, (225) 219-3439 | PSD-LA-780(M-1) | 2869 | 325998 | Not Found | 09/30/2015 &nbsp;ACT | 06/30/2017 &nbsp;ACT | 2017-03-10 | 2017-12-27 | A |  | New MeOH plant designed to produce 5,275 metric tons per day of refined methanol from natural gas and carbon dioxide (CO2) feedstock | New methanol plant designed to produce 5,275 metric tons per day of refined methanol from natural gas and carbon dioxide (CO2) feedstock | DEG1-13 - Diesel Fired Emergency Generator Engine (EQT0012) | 17.11 | Diesel | 1474 | horsepower | Operating hours limit: 100 hr/yr. | Particulate matter, total &lt; 2.5 Âµ (TPM2.5) | Unspecified | (Particulate Matter (PM)) | PM | P | Compliance with NSPS Subpart IIII | 0.08 | LB/HR |  | BACT-PSD | NSPS , OPERATING PERMIT | U | 0 | U | 0 |  |  | 0 |  |  | 0 | 0 | N |  | Limit: 0.15 g/hp-hr
*LA-0315 | G2G PLANT | BIG LAKE FUELS LLC | CALCASIEU | LA | 70605 | USA |  |  |  | 6 | LA001 | LOUISIANA DEPARTMENT OF ENV QUALITY | MR. BRYAN D. JOHNSTON | (225)219-3450 | BRYAN.JOHNSTON@LA.GOV |  | PSD-LA-781 | 2869 | 325110 | Not Found | 09/04/2013 &nbsp;ACT | 05/23/2014 &nbsp;ACT | 2017-03-13 | 2017-03-16 | A |  | The G2G Plant will be a natural gas to gasoline production facility which will use natural gas to produce methanol that will be subsequently converted into gasoline. |  | Emergency Diesel Generator 1 | 17.11 | Diesel | 5364 | HP |  | Particulate matter, total &lt; 2.5 Âµ (TPM2.5) | Unspecified | (Particulate Matter (PM)) | PM | P | Proper burner design and operation | 1.76 | LB/H | HOURLY MAXIMUM | BACT-PSD | NSPS , OPERATING PERMIT | U | 0 | U | 0.09 | T/YR | ANNUAL MAXIMUM | 0.15 | G/BHP-H |  | 0 | 0 | N |  | BACT Limit = 0.15 G/BHP-H (0.2 G/KW-H) (12-Month Rolling Average)
*LA-0315 | G2G PLANT | BIG LAKE FUELS LLC | CALCASIEU | LA | 70605 | USA |  |  |  | 6 | LA001 | LOUISIANA DEPARTMENT OF ENV QUALITY | MR. BRYAN D. JOHNSTON | (225)219-3450 | BRYAN.JOHNSTON@LA.GOV |  | PSD-LA-781 | 2869 | 325110 | Not Found | 09/04/2013 &nbsp;ACT | 05/23/2014 &nbsp;ACT | 2017-03-13 | 2017-03-16 | A |  | The G2G Plant will be a natural gas to gasoline production facility which will use natural gas to produce methanol that will be subsequently converted into gasoline. |  | Emergency Diesel Generator 2 | 17.11 | Diesel | 5364 | HP |  | Particulate matter, total &lt; 2.5 Âµ (TPM2.5) | Unspecified | (Particulate Matter (PM)) | PM | P | Proper design and operation; use of ultra-low sulfur diesel | 1.76 | LB/H | HOURLY MAXIMUM | BACT-PSD | NSPS , OPERATING PERMIT | U | 0 | U | 0.09 | T/YR | ANNUAL MAXIMUM | 0.15 | G/BHP-H |  | 0 | 0 | N |  | BACT Limit = 0.15 G/BHP-H (0.20 G/KW-H) (12-Month Rolling Average)
*LA-0315 | G2G PLANT | BIG LAKE FUELS LLC | CALCASIEU | LA | 70605 | USA |  |  |  | 6 | LA001 | LOUISIANA DEPARTMENT OF ENV QUALITY | MR. BRYAN D. JOHNSTON | (225)219-3450 | BRYAN.JOHNSTON@LA.GOV |  | PSD-LA-781 | 2869 | 325110 | Not Found | 09/04/2013 &nbsp;ACT | 05/23/2014 &nbsp;ACT | 2017-03-13 | 2017-03-16 | A |  | The G2G Plant will be a natural gas to gasoline production facility which will use natural gas to produce methanol that will be subsequently converted into gasoline. |  | Fire Pump Diesel Engine 1 | 17.11 | Diesel | 751 | HP |  | Particulate matter, total &lt; 2.5 Âµ (TPM2.5) | Unspecified | (Particulate Matter (PM)) | PM | P | Proper design and operation; use of ultra-low sulfur diesel | 0.25 | LB/H | HOURLY MAXIMUM | BACT-PSD | NSPS , OPERATING PERMIT | U | 0 | U | 0.01 | T/YR | ANNUAL MAXIMUM | 0.15 | G/BHP-H |  | 0 | 0 | N |  | BACT Limit = 0.15 G/BHP-H (0.20 G/KW-H) (12-Month Rolling Average)
*LA-0315 | G2G PLANT | BIG LAKE FUELS LLC | CALCASIEU | LA | 70605 | USA |  |  |  | 6 | LA001 | LOUISIANA DEPARTMENT OF ENV QUALITY | MR. BRYAN D. JOHNSTON | (225)219-3450 | BRYAN.JOHNSTON@LA.GOV |  | PSD-LA-781 | 2869 | 325110 | Not Found | 09/04/2013 &nbsp;ACT | 05/23/2014 &nbsp;ACT | 2017-03-13 | 2017-03-16 | A |  | The G2G Plant will be a natural gas to gasoline production facility which will use natural gas to produce methanol that will be subsequently converted into gasoline. |  | Fire Pump Diesel Engine 2 | 17.11 | Diesel | 751 | HP |  | Particulate matter, total &lt; 2.5 Âµ (TPM2.5) | Unspecified | (Particulate Matter (PM)) | PM | P | Proper design and operation; use of ultra-low sulfur diesel | 0.25 | LB/H | HOURLY MAXIMUM | BACT-PSD | NSPS , OPERATING PERMIT | U | 0 | U | 0.01 | T/YR | ANNUAL MAXIMUM | 0.15 | G/BHP-H |  | 0 | 0 | N |  | BACT Limit = 0.15 G/BHP-H (0.20 G/KW-H) (12-Month Rolling Average)
*MA-0043 | MIT CENTRAL UTILITY PLANT | MASSACHUSETTS INSTITUTE OF TECHNOLOGY | MIDDLESEX | MA | 2139 | USA | ZHANNA DAVIDOVITZ | 6174522510 | ZHANNA@MIT.EDU | 1 | MA001 | MASSACHUSETTS DEPT OF ENVIRONMENTAL PROTECTION | MR. MARC WOLMAN | (617)292-5515 | marc.wolman@state.ma.us. | Edward Braczyk MassDEP Northeast Regional Office 205B Lowell Street Wilmington, MA 01887 (978) 694-3289 Edward.Braczyk@state.ma.us | NE-15-018 | 8221 | 611310 | 110028279271 | 04/03/2017 &nbsp;ACT | 06/21/2017 &nbsp;ACT | 2017-07-05 | 2017-11-27 | D |  | MIT proposes to construct and operate two new 22 megawatt (MW) combined heat and power (CHP) combustion turbines/heat recovery steam generators and a new cold start engine at its existing Central Utility Plant. | http://www.mass.gov/eea/agencies/massdep/air/approvals/air-permits-and-approvals-issued-to-facilities.html | Cold Start Engine | 17.11 | ULSD | 19.04 | MMBTU/HR | CAT DM8263 or equivalent. â‰¤ 8 hours of operation per day, â‰¤ 300 hours of operation per consecutive 12-month period, S in ULSD: â‰¤0.0015% by weight. | Particulate matter, total &lt; 2.5 Âµ (TPM2.5) | Unspecified | (Particulate Matter (PM)) | PM | N |  | 0.4 | LB/HR |  | BACT-PSD | NSPS , NESHAP , SIP , OPERATING PERMIT | U | 0 | U | 0.06 | TONS/C12MP |  | 0 |  |  | 0 | 0 | N
*MD-0042 | WILDCAT POINT GENERATION FACILITY | OLD DOMINION ELECTRIC CORPORATION (ODEC) | CECIL | MD | 17563 | USA | DAVID N. SMITH | 8049684045 | DSMITH@ODEC.COM | 3 | MD001 | MARYLAND DEPARTMENT OF THE ENVIRONMENT | MR. WILLIAM PAUL | (410)537-3276 | bpaul@mde.state.md.us | WILLIAM PAUL 410-537-3276 BILL.PAUL@MARYLAND.GOV | CPCN CASE NO. 9327 | 4911 | 221119 | 110062854834 | 04/08/2014 &nbsp;ACT | 04/08/2014 &nbsp;ACT | 2015-07-31 | 2018-03-23 | A |  | 1000 MEGAWATT COMBINED CYCLE NATURAL GAS-FIRED POWER PLANTFACILITY-WIDE PM10 EMISSION LIMIT = 278 TONS/YR FACILITY-WIDE PM2.5 EMISSION LIMIT = 272 TONS/YR FACILITY-WIDE SAM EMISSION LIMIT = 96 TONS/YR FACILITY-WIDE CO2E EMISSION LIMIT = 3,498,026 TONS/YR | FACILITY-WIDE PM10 EMISSION LIMIT = 278 TONS/YR FACILITY-WIDE PM2.5 EMISSION LIMIT = 272 TONS/YR FACILITY-WIDE SAM EMISSION LIMIT = 96 TONS/YR FACILITY-WIDE CO2E EMISSION LIMIT = 3,498,026 TONS/YR | EMERGENCY GENERATOR 1 | 17.11 | ULTRA LOW SULFU DIESEL | 2250 | KW | 40 CFR 60 SUBPART IIII, ULTRA LOW-SULFUR DIESEL FUEL, GOOD COMBUSTION PRACTICES | Particulate matter, total &lt; 2.5 Âµ (TPM2.5) | Unspecified | (Particulate Matter (PM)) | PM | P | EXCLUSIVE USE OF ULSD FUEL, GOOD COMBUSTION PRACTICES, LIMITED HOURS OF OPERATION, AND DESIGNED TO ACHIEVE EMISSION LIMITS | 0.15 | G/HP-H |  | BACT-PSD | NSPS |  | 0 |  | 0.23 | G/KW-H |  | 0 |  |  | 0 | 0 | N
*MI-0433 | MEC NORTH, LLC AND MEC SOUTH LLC | MARSHALL ENERGY CENTER LLC | CALHOUN | MI | 49068 | USA | WILLARD LADD | 914-468-2402 | WLADD@DEVELOPMENTPARTNERS.COM | 5 | MI001 | MICHIGAN DEPT OF ENVIRONMENTAL QUALITY | MS. CINDY SMITH | (517)284-6802 | SMITHC17@MICHIGAN.GOV | There are two plants (MEC North, LLC and MEC South, LLC) that will operate as separate entities but they are considered a single stationary source and the installation of the two new plants was reviewed as a single project. There are two Air Permits to Install for the two plants (167-17 and 168-17). For technical questions regarding either of the two permits, please contact the permit engineer Ms. Catherine Asselin at 517-284-6786 or at asselinc@michigan.gov. Thank you. | 167-17 AND 168-17 | 4911 | 221112 | Not Found | 05/22/2018 &nbsp;ACT | 06/29/2018 &nbsp;ACT | 2018-08-17 | 2018-08-22 | A |  | Natural gas combined cycle power plant (two plants: north and south) | There are two plants that will operate as separate entities and each received a separate Air Permit to Install, but they are considered one stationary source and were reviewed as one project. | EUEMENGINE (North Plant): Emergency Engine | 17.11 | Diesel | 1341 | HP | A 1,341 HP (1,000 kilowatts (KW)) diesel-fired emergency engine with a model year of 2011 or later, and a displacement of <10 liters/cylinder. The engine is designed to be compliant with Tier IV emission standards. Equipped with a diesel particulate filter. | Particulate matter, total &lt; 2.5 Âµ (TPM2.5) | Unspecified | (Particulate Matter (PM)) | PM | B | Diesel particulate filter, good combustion practices and meeting NSPS Subpart IIII requirements. | 0.52 | LB/H | HOURLY | BACT-PSD | NSPS | N | 0 | N | 0 |  |  | 0 |  |  | 0 | 0 | N
*MI-0433 | MEC NORTH, LLC AND MEC SOUTH LLC | MARSHALL ENERGY CENTER LLC | CALHOUN | MI | 49068 | USA | WILLARD LADD | 914-468-2402 | WLADD@DEVELOPMENTPARTNERS.COM | 5 | MI001 | MICHIGAN DEPT OF ENVIRONMENTAL QUALITY | MS. CINDY SMITH | (517)284-6802 | SMITHC17@MICHIGAN.GOV | There are two plants (MEC North, LLC and MEC South, LLC) that will operate as separate entities but they are considered a single stationary source and the installation of the two new plants was reviewed as a single project. There are two Air Permits to Install for the two plants (167-17 and 168-17). For technical questions regarding either of the two permits, please contact the permit engineer Ms. Catherine Asselin at 517-284-6786 or at asselinc@michigan.gov. Thank you. | 167-17 AND 168-17 | 4911 | 221112 | Not Found | 05/22/2018 &nbsp;ACT | 06/29/2018 &nbsp;ACT | 2018-08-17 | 2018-08-22 | A |  | Natural gas combined cycle power plant (two plants: north and south) | There are two plants that will operate as separate entities and each received a separate Air Permit to Install, but they are considered one stationary source and were reviewed as one project. | EUEMENGINE (South Plant): Emergency Engine | 17.11 | Diesel | 1341 | HP | A 1,341 HP (1,000 kilowatts (kW)) diesel-fired emergency engine with a model year of 2011 or later, and a displacement of <10 liters/cylinder. The engine is designed to be compliant with Tier IV emission standards. Equipped with a diesel particulate filter. | Particulate matter, total &lt; 2.5 Âµ (TPM2.5) | Unspecified | (Particulate Matter (PM)) | PM | B | Diesel particulate filter, good combustion practices and meeting NSPS Subpart IIII requirements. | 0.52 | LB/H | HOURLY | BACT-PSD | NSPS | N | 0 | N | 0 |  |  | 0 |  |  | 0 | 0 | N
*MI-0435 | BELLE RIVER COMBINED CYCLE POWER PLANT | DTE ELECTRIC COMPANY | ST. CLAIR | MI | 48054 | USA | MATTHEW PAUL | 313-235-3374 | MATTHEW.PAUL@DTEENERGY.COM | 5 | MI001 | MICHIGAN DEPT OF ENVIRONMENTAL QUALITY | MS. CINDY SMITH | (517)284-6802 | SMITHC17@MICHIGAN.GOV | For technical questions regarding the permit, please contact the permit engineer, Mr. John Vial, at 517-284-6805 or at vialj@michigan.gov. Thank you. | 19-18 | 4911 | 221112 | Not Found | 06/22/2018 &nbsp;ACT | 07/16/2018 &nbsp;ACT | 2018-08-23 | 2018-08-24 | B |  | Natural gas combined-cycle power plant | The new combined cycle plant is proposed to be located near DTE's existing Belle River and St. Clair coal fired power plants. The three plants will be considered a single stationary source. It will have a capacity of 1,150 megawatts. | EUEMENGINE: Emergency engine | 17.11 | Diesel | 2 | MW | A nominal 2 MW diesel-fueled emergency engine with a model year of 2011 or later, and a displacement of <10 liters/cylinder. The engine is an EPA Tier 2 certified engine subject to NSPS IIII. | Particulate matter, total &lt; 2.5 Âµ (TPM2.5) | Unspecified | (Particulate Matter (PM)) | PM | P | State of the art combustion design. | 1.18 | LB/H | HOURLY | BACT-PSD | NSPS | N | 0 | N | 0 |  |  | 0 |  |  | 0 | 0 | N
*PA-0309 | LACKAWANNA ENERGY CTR/JESSUP | LACKAWANNA ENERGY CENTER, LLC | LACKAWANNA | PA | 18434 | USA |  |  |  | 3 | PA001 | PENNSYLVANIA DEPT OF ENVIRONMENTAL PROTECTION, BUREAU OF AIR QUALITY | MR. ROBERT COOK | (717)772-3974 | rwcook@pa.gov |  | 35-00069A | 4911 | 221112 | 110069993385 | 07/11/2014 &nbsp;ACT | 12/23/2015 &nbsp;ACT | 2017-07-18 | 2017-07-20 | A |  | This plan approval is for the construction and temporary operation of three (3) identical General Electric Model 7HA.02 natural gas fired combustion turbines and heat recovery steam generator with duct burners (CT/HRSG). Each CT/HRSG combined-cycle process block includes one (1) combustion gas turbine and one (1) heat recovery steam generator with duct burners with all three (3) CT/HRSG sharing one (1) steam turbine. The entire power block is rated at 1,500 MW. Additional equipment includes: one (1) 2,000 kW diesel-fired emergency generator one (1) 315 HP diesel-fired emergency fire water pump one (1) 184.8 MM BTU/hr natural gas fired boiler one (1) 12 MMBTU/hr natural gas fuel gas heater two (2) Diesel fuel storage tanks four (4) lubricating oil tanks one (1) aqueous ammonia storage tank |  | 2000 kW Emergency Generator | 17.11 | Ultra-low sulfur Diesel | 0 |  | To allow maintenance of vital plant loads during power outages or maintenance of the switchyard. | Particulate matter, total &lt; 2.5 Âµ (TPM2.5) | Unspecified | (Particulate Matter (PM)) | PM | N |  | 0.025 | GM/HP-HR |  | BACT-PSD |  | U | 0 | U | 0.004 | TONS | 12-MONTH ROLLING BASIS | 0 |  |  | 0 | 0 | N
*PA-0311 | MOXIE FREEDOM GENERATION PLANT | MOXIE FREEDOM LLC | LUZERNE | PA | 18603 | USA |  |  |  | 3 | PA001 | PENNSYLVANIA DEPT OF ENVIRONMENTAL PROTECTION, BUREAU OF AIR QUALITY | MR. ROBERT COOK | (717)772-3974 | rwcook@pa.gov |  | 40-00129A | 4911 | 221112 | 110064098541 | 10/06/2014 &nbsp;ACT | 09/01/2015 &nbsp;ACT | 2017-07-28 | 2017-07-31 | A |  | The Project is for the construction and operation of two identical 1 x 1 power blocks, each consisting of a combustion gas turbine (CGT or CT) and a steam turbine (ST) configured in single shaft alignment, where each CT and ST train share one common electric generator. The turbines to be used for this project are Two General Electric (GE) 7HA.02 CTs, each in 1 x 1 single shaft combined- cycle power islands. Each CT and duct burner will exclusively fire pipeline-quality natural gas. The HRSGs will be equipped with selective catalytic reduction (SCR) to minimize nitrogen oxide (NOx) emissions and oxidation catalysts to minimize carbon monoxide (CO) and volatile organic compound (VOC) emissions from the CTs and DBâ€™s. The Project will also include several pieces of ancillary equipment. The list of equipment includes: One fuel gas dew-point heater - natural gas fired, common for all CTs Two CT inlet evaporative coolers - one for each CT (not emissions sources) Two air-cooled condensers (ACCs) - one for each HRSG (not emissions sources) One auxiliary boiler, natural gas-fired One diesel engine powered emergency generator One diesel engine powered fire water pump Diesel fuel, lubricating oil, and aqueous ammonia storage tanks The project once operational will produce 1050 MW Electric Generation |  | Emergency Generator | 17.11 |  | 0 |  | Sulfur content of the diesel fuel combusted by the emergency diesel generator shall not exceed 15 ppm. Shall maintain and operate the source in accordance with good engineering practice. | Particulate matter, total &lt; 2.5 Âµ (TPM2.5) | Unspecified | (Particulate Matter (PM)) | PM | N |  | 0.04 | G/HP-HR |  | BACT-PSD | NSPS | U | 0 | U | 0.003 | TPY | 12-MONTH ROLLING BASIS | 0 |  |  | 0 | 0 | N
*PA-0311 | MOXIE FREEDOM GENERATION PLANT | MOXIE FREEDOM LLC | LUZERNE | PA | 18603 | USA |  |  |  | 3 | PA001 | PENNSYLVANIA DEPT OF ENVIRONMENTAL PROTECTION, BUREAU OF AIR QUALITY | MR. ROBERT COOK | (717)772-3974 | rwcook@pa.gov |  | 40-00129A | 4911 | 221112 | 110064098541 | 10/06/2014 &nbsp;ACT | 09/01/2015 &nbsp;ACT | 2017-07-28 | 2017-07-31 | A |  | The Project is for the construction and operation of two identical 1 x 1 power blocks, each consisting of a combustion gas turbine (CGT or CT) and a steam turbine (ST) configured in single shaft alignment, where each CT and ST train share one common electric generator. The turbines to be used for this project are Two General Electric (GE) 7HA.02 CTs, each in 1 x 1 single shaft combined- cycle power islands. Each CT and duct burner will exclusively fire pipeline-quality natural gas. The HRSGs will be equipped with selective catalytic reduction (SCR) to minimize nitrogen oxide (NOx) emissions and oxidation catalysts to minimize carbon monoxide (CO) and volatile organic compound (VOC) emissions from the CTs and DBâ€™s. The Project will also include several pieces of ancillary equipment. The list of equipment includes: One fuel gas dew-point heater - natural gas fired, common for all CTs Two CT inlet evaporative coolers - one for each CT (not emissions sources) Two air-cooled condensers (ACCs) - one for each HRSG (not emissions sources) One auxiliary boiler, natural gas-fired One diesel engine powered emergency generator One diesel engine powered fire water pump Diesel fuel, lubricating oil, and aqueous ammonia storage tanks The project once operational will produce 1050 MW Electric Generation |  | Fire Pump Engine | 17.11 | diesel | 0 |  | Sulfur content of the diesel fuel combusted by the fire engine pump shall not exceed 15 ppm. Shall maintain and operate the source in accordance with good engineering practice. | Particulate matter, total &lt; 2.5 Âµ (TPM2.5) | Unspecified | (Particulate Matter (PM)) | PM | N |  | 2 | HP-HR |  | BACT-PSD | NSPS | U | 0 | U | 0.006 | TPY | 12-MONTH ROLLING BASIS | 0 |  |  | 0 | 0 | N
AK-0071 | INTERNATIONAL STATION POWER PLANT | CHUGACH ELECTRIC ASSOCIATION, INC. | MUNCIPALITY OF ANCHORAGE | AK | 99518-1074 | USA | GREG ARTHUR | (907) 762-4492 | GREG_ARTHUR@CHUGACHELECTRIC.COM | 10 | AK001 | ALASKA DEPT OF ENVIRONMENTAL CONS | MR. JIM PLOSAY | (907) 465-5103 | JOHN.KUTERBACH@ALASKA.GOV | Dr. Fathima Zeena" Siddeek 410 Willoughby Way Ste. 303 Juneau | AK 99811" | AQ0164CPT01 | 4911 | 221112 | Not Applicable | 03/31/2010 &nbsp;ACT | 12/20/2010 &nbsp;ACT | 2010-12-20 | B | http://dec.alaska.gov/air/ap/docs/AQ0164CPT01finper.pdf | Combined Cycle Power Power Plant |  | Caterpillar 3215C Black Start Generator (1) | 17.11 | ULSD | 1500 | KW-e |  | Particulate matter, total &lt; 2.5 Âµ (TPM2.5) | Unspecified | (Particulate Matter (PM)) | PM | P | Good Combustion Practices | 0.03 | G/HP-H | INSTANTANEOUS | BACT-PSD |  | U | 0 | U | 0 |  |  | 0 |  |  | 0 | 0 | N |  | Cost analysis not conducted since cost was not a factor in BACT determination.
AK-0076 | POINT THOMSON PRODUCTION FACILITY | EXXON MOBIL CORPORATION | NORTH SLOPE | AK |  | USA | MATT REILLE | 907 929 4108 | MATTHEW.R.REILE@EXXONMOBIL.COM | 10 | AK001 | ALASKA DEPT OF ENVIRONMENTAL CONS | MR. JIM PLOSAY | (907) 465-5103 | JOHN.KUTERBACH@ALASKA.GOV |  | AQ1201CPT01 | 1382 | 211111 | Not Available | 04/09/2012 &nbsp;ACT | 08/20/2012 &nbsp;ACT | 2012-08-23 | 2013-05-30 | A |  | OIL GAS EXPLORATION AND PRODUCTION FACILITY | ESTABLISH A NEW FACILITY IN THE NORTH SLOPE OF ALASKA | Combustion of Diesel by ICEs | 17.11 | ULSD | 1750 | kW | Diesel-fired generators | Particulate matter, total &lt; 2.5 Âµ (TPM2.5) | Unspecified | (Particulate Matter (PM)) | PM | N |  | 0.2 | G/KW-H |  | BACT-PSD | NSPS | U | 0 | U | 0 |  |  | 0 |  |  | 0 | 0 | N
AR-0140 | BIG RIVER STEEL LLC | BIG RIVER STEEL LLC | MISSISSIPPI | AR | 72370 | USA | DAVID STICKLER | 3309080813 |  | 6 | AR001 | ARKANSAS DEPT OF ENVIRONMENTAL QUALITY | MR. THOMAS RHEAUME | (501) 682-0762 | rheaume@adeq.state.ar.us |  | 2305-AOP-R0 | 3312 | 331111 | 110067436625 | 03/14/2013 &nbsp;ACT | 09/18/2013 &nbsp;ACT | 2016-11-09 | 2016-12-13 | A | HTTP: | THE FACILITY WILL CONSIST OF TWO ELECTRIC ARC FURNACES TO MELT SCRAP IRON AND STEEL, LADLE METALLURGY FURNACES (LMF) TO ADJUST THE CHEMISTRY, A RH DEGASSER AND BOILER FOR FURTHER REFINEMENT, AND CASTERS. |  | EMERGENCY GENERATORS | 17.11 | DIESEL | 1500 | KW |  | Particulate matter, total &lt; 2.5 Âµ (TPM2.5) | Unspecified | (Particulate Matter (PM)) | PM | P | GOOD OPERATING PRACTICES, LIMITED HOURS OF OPERATION, COMPLIANCE WITH NSPS SUBPART IIII | 0.04 | G/KW-H |  | BACT-PSD |  |  | 0 |  | 0 |  |  | 0 |  |  | 0 | 0 | N
CA-1191 | VICTORVILLE 2 HYBRID POWER PROJECT | CITY OF VICTORVILLE | SAN BERNARDINO | CA | 92394 | USA | JOHN B. ROBERTS |  |  | 9 | OT010 | EPA REGION IX | MR. GERARDO RIOS | (415)972-3974 | rios.gerardo@epa.gov |  | SE 07-02 | 4911 | 221112 | 110040578862 | 06/13/2007 &nbsp;ACT | 03/11/2010 &nbsp;ACT | 2012-11-07 | 2017-12-14 | A | http://www.epa.gov/region9/air/permit/r9-permits-issued.html | 563 MW power plant comprised of a hybrid of natural gas-fired combined cycle generating equipment integrated with solar thermal components |  | EMERGENCY ENGINE | 17.11 | DIESEL | 2000 | KW | 2000 KW (2,683 hp) engine | Particulate matter, total &lt; 2.5 Âµ (TPM2.5) | Other - EPA Method 5 and 202, or CTM 039 or CTM 040 | (Particulate Matter (PM)) | PM | P | OPERATIONAL RESTRICTION OF 50 HR/YR; USE OF ULTRA LOW SULFUR FUEL NOT TO EXCEED 15 PPMVD | 0.2 | G/KW-H |  | BACT-PSD |  | U | 0 | U | 0.15 | G/HP-H |  | 0 |  |  | 0 | 0 | N
CA-1212 | PALMDALE HYBRID POWER PROJECT | CITY OF PALMDALE | LOS ANGELES | CA | 93535 | USA | STEVE WILLIAMS |  |  | 9 | OT010 | EPA REGION IX | MR. GERARDO RIOS | (415)972-3974 | rios.gerardo@epa.gov |  | SE 09-01 | 4911 | 221112 |  | 08/19/2011 &nbsp;ACT | 10/18/2011 &nbsp;ACT | 2012-11-11 | 2014-01-27 | A | http://www.epa.gov/region9/air/permit/r9-permits-issued.html | 570 MW NATURAL GAS FIRED COMBINED CYCLE POWER PLANT WITH AN INTEGRATED 50 MW SOLAR THERMAL PLANT | NOTE: FINAL PSD PERMIT ISSUED ON 11/18/2011. PERMIT APPEALED TO THE ENVIRONMENTAL APPEALS BOARD, AND EAB DENIED REVIEW OF THIS APPEAL ON 9/17/2012. PETITIONER FILED A PETITION FOR REVIEW WITH THE 9TH CIRCUIT FEDERAL COURT. THIS COURT CASE WAS DISMISSED ON 10/28/2013. | EMERGENCY IC ENGINE | 17.11 | DIESEL | 2683 | HP | UNIT IS 2000 KW. | Particulate matter, total &lt; 2.5 Âµ (TPM2.5) | Other - EPA METHODS 5 & 202, OR 201A & 202 | (Particulate Matter (PM)) | PM | P | USE ULTRA LOW SULFUR FUEL | 0.2 | G/KW-H |  | BACT-PSD |  | U | 0 | U | 0.15 | G/HP-H |  | 0 |  |  | 0 | 0 | N
FL-0328 | ENI - HOLY CROSS DRILLING PROJECT | ENI U.S. OPERATING COMPANY, INC. |  | FL |  | USA |  |  |  | 4 | OT005 | EPA REGION IV | MS. KATY R. FORNEY | (404) 562-9130 | forney.kathleen@epa.gov |  | OCS-EPA-R4007 | 1382 | 211112 | Not Available | 10/20/2010 &nbsp;ACT | 10/27/2011 &nbsp;ACT | 2011-10-31 | 2016-04-14 | A | http://www.epa.gov/region4/air/permits/OCSPermits/EniOCS.html | The project, known as the Holy Cross Drilling Project, will mobilize the Pathfinder drillship, and support vessels to drill in the Gulf of Mexico, Lloyd Ridge lease block 411, to determine the presence of natural gas. The exploratory drilling activity will consist of two phases: the initial drilling phase and the well completion phase; the Pathfinder will complete both phases. The operation will last up to two years, and based on applicable permitting regulations, is a â€œtemporary sourceâ€ for PSD permitting purposes. | Sys Admin: (Will Remove Note on Completion) 2/24/16 Talked to Region 4 and they did not know each polt was to be listed separately. Editor, Andrew Porter, will go into this det and correct the problem. ==================================== | Main Propulsion Engines | 17.11 | Diesel | 0 |  | WÃ¤rtsilÃ¤ Vasa 18V32 LNE and WÃ¤rtsilÃ¤ Vasa 12V32 LNE model engines | Particulate matter, total &lt; 2.5 Âµ (TPM2.5) | Unspecified | (Particulate Matter (PM)) | PM | P | Use of good combustion practices based on the current manufacturerâ€™s specifications for these engines, and additional enhanced work practice standards including an engine performance management system and the Diesel Engines with Turbochargers (DEWT) measurement system. | 0.24 | G/KW-H | 24-HOUR ROLLING | BACT-PSD |  | U | 0 | U | 0 |  |  | 0 |  |  | 0 | 0 | N
FL-0328 | ENI - HOLY CROSS DRILLING PROJECT | ENI U.S. OPERATING COMPANY, INC. |  | FL |  | USA |  |  |  | 4 | OT005 | EPA REGION IV | MS. KATY R. FORNEY | (404) 562-9130 | forney.kathleen@epa.gov |  | OCS-EPA-R4007 | 1382 | 211112 | Not Available | 10/20/2010 &nbsp;ACT | 10/27/2011 &nbsp;ACT | 2011-10-31 | 2016-04-14 | A | http://www.epa.gov/region4/air/permits/OCSPermits/EniOCS.html | The project, known as the Holy Cross Drilling Project, will mobilize the Pathfinder drillship, and support vessels to drill in the Gulf of Mexico, Lloyd Ridge lease block 411, to determine the presence of natural gas. The exploratory drilling activity will consist of two phases: the initial drilling phase and the well completion phase; the Pathfinder will complete both phases. The operation will last up to two years, and based on applicable permitting regulations, is a â€œtemporary sourceâ€ for PSD permitting purposes. | Sys Admin: (Will Remove Note on Completion) 2/24/16 Talked to Region 4 and they did not know each polt was to be listed separately. Editor, Andrew Porter, will go into this det and correct the problem. ==================================== | Crane Engines (units 1 and 2) | 17.11 | Diesel | 0 |  | Caterpillar 3408 - 1997 model year engines | Particulate matter, total &lt; 2.5 Âµ (TPM2.5) | Unspecified | (Particulate Matter (PM)) | PM | P | Use of certified EPA Tier 1 engines and good combustion practices based on the current manufacturerâ€™s specifications for this engine. | 0.6 | TONS PER YEAR | 12-MONTH ROLLING | BACT-PSD |  | U | 0 | U | 0 |  |  | 0 |  |  | 0 | 0 | N |  | PM/PM10/PM2.5 have same emission limit.
FL-0328 | ENI - HOLY CROSS DRILLING PROJECT | ENI U.S. OPERATING COMPANY, INC. |  | FL |  | USA |  |  |  | 4 | OT005 | EPA REGION IV | MS. KATY R. FORNEY | (404) 562-9130 | forney.kathleen@epa.gov |  | OCS-EPA-R4007 | 1382 | 211112 | Not Available | 10/20/2010 &nbsp;ACT | 10/27/2011 &nbsp;ACT | 2011-10-31 | 2016-04-14 | A | http://www.epa.gov/region4/air/permits/OCSPermits/EniOCS.html | The project, known as the Holy Cross Drilling Project, will mobilize the Pathfinder drillship, and support vessels to drill in the Gulf of Mexico, Lloyd Ridge lease block 411, to determine the presence of natural gas. The exploratory drilling activity will consist of two phases: the initial drilling phase and the well completion phase; the Pathfinder will complete both phases. The operation will last up to two years, and based on applicable permitting regulations, is a â€œtemporary sourceâ€ for PSD permitting purposes. | Sys Admin: (Will Remove Note on Completion) 2/24/16 Talked to Region 4 and they did not know each polt was to be listed separately. Editor, Andrew Porter, will go into this det and correct the problem. ==================================== | Crane Engines (units 3 and 4) | 17.11 | Diesel | 0 |  | Caterpillar 3406 - 2008 model year engines | Particulate matter, total &lt; 2.5 Âµ (TPM2.5) | Unspecified | (Particulate Matter (PM)) | PM | P | Use of certified EPA Tier 1 engines and good combustion practices based on the current manufacturerâ€™s specifications for this engine. | 0.6 | TONS PER YEAR | 12-MONTH ROLLING | BACT-PSD |  | U | 0 | U | 0 |  |  | 0 |  |  | 0 | 0 | N |  | PM/PM10/PM2.5 have same emission limit.
FL-0328 | ENI - HOLY CROSS DRILLING PROJECT | ENI U.S. OPERATING COMPANY, INC. |  | FL |  | USA |  |  |  | 4 | OT005 | EPA REGION IV | MS. KATY R. FORNEY | (404) 562-9130 | forney.kathleen@epa.gov |  | OCS-EPA-R4007 | 1382 | 211112 | Not Available | 10/20/2010 &nbsp;ACT | 10/27/2011 &nbsp;ACT | 2011-10-31 | 2016-04-14 | A | http://www.epa.gov/region4/air/permits/OCSPermits/EniOCS.html | The project, known as the Holy Cross Drilling Project, will mobilize the Pathfinder drillship, and support vessels to drill in the Gulf of Mexico, Lloyd Ridge lease block 411, to determine the presence of natural gas. The exploratory drilling activity will consist of two phases: the initial drilling phase and the well completion phase; the Pathfinder will complete both phases. The operation will last up to two years, and based on applicable permitting regulations, is a â€œtemporary sourceâ€ for PSD permitting purposes. | Sys Admin: (Will Remove Note on Completion) 2/24/16 Talked to Region 4 and they did not know each polt was to be listed separately. Editor, Andrew Porter, will go into this det and correct the problem. ==================================== | Emergency Engine | 17.11 | Diesel | 0 |  | MAN D-2842 LE model engine | Particulate matter, total &lt; 2.5 Âµ (TPM2.5) | Unspecified | (Particulate Matter (PM)) | PM | P | Use of certified EPA Tier 1 engines and good combustion practices based on the current manufacturerâ€™s specifications for this engine. | 0.6 | TONS PER YEAR | 12-MONTH ROLLING | BACT-PSD |  | U | 0 | U | 0 |  |  | 0 |  |  | 0 | 0 | N |  | PM/PM10/PM2.5 have same emission limit.
FL-0328 | ENI - HOLY CROSS DRILLING PROJECT | ENI U.S. OPERATING COMPANY, INC. |  | FL |  | USA |  |  |  | 4 | OT005 | EPA REGION IV | MS. KATY R. FORNEY | (404) 562-9130 | forney.kathleen@epa.gov |  | OCS-EPA-R4007 | 1382 | 211112 | Not Available | 10/20/2010 &nbsp;ACT | 10/27/2011 &nbsp;ACT | 2011-10-31 | 2016-04-14 | A | http://www.epa.gov/region4/air/permits/OCSPermits/EniOCS.html | The project, known as the Holy Cross Drilling Project, will mobilize the Pathfinder drillship, and support vessels to drill in the Gulf of Mexico, Lloyd Ridge lease block 411, to determine the presence of natural gas. The exploratory drilling activity will consist of two phases: the initial drilling phase and the well completion phase; the Pathfinder will complete both phases. The operation will last up to two years, and based on applicable permitting regulations, is a â€œtemporary sourceâ€ for PSD permitting purposes. | Sys Admin: (Will Remove Note on Completion) 2/24/16 Talked to Region 4 and they did not know each polt was to be listed separately. Editor, Andrew Porter, will go into this det and correct the problem. ==================================== | Emergency Fire Pump Engine | 17.11 | Diesel | 0 |  | Detroit 8V-92 TA model engine | Particulate matter, total &lt; 2.5 Âµ (TPM2.5) | Unspecified | (Particulate Matter (PM)) | PM | P | Use of certified EPA Tier 1 engines and good combustion practices based on the current manufacturerâ€™s specifications for this engine. | 0.6 | TONS PER YEAR | 12-MONTH ROLLING | BACT-PSD |  | U | 0 | U | 0 |  |  | 0 |  |  | 0 | 0 | N |  | PM/PM10/PM2.5 have same emission limit.
FL-0338 | SAKE PROSPECT DRILLING PROJECT | BHP BILLITON PETROLEUM, INC. |  | FL |  | USA |  |  |  | 4 | OT005 | EPA REGION IV | MS. KATY R. FORNEY | (404) 562-9130 | forney.kathleen@epa.gov |  | OCS-EPA-R4008 | 1381 | 211111 | NA | 03/10/2011 &nbsp;ACT | 05/30/2012 &nbsp;ACT | 2014-02-28 | 2016-05-04 | A | http://www.regulations.gov/#!documentDetail;D=EPA-R04-OAR-2012-0239-0037 | The facility consists of a mobile offshore drilling unit (MODU) using either the Transocean ultra-deepwater C.R. Luigs or the Transocean semisubmersible DD1 to conduct exploratory oil and natural gas drilling in lease blocks within the DeSoto Canyon area of the Gulf of Mexico. | The United States Environmental Protection Agency (EPA) issued this permit pursuant to section 328 of the CAA, 42 U.S.C. Â§ 7627, and the implementing OCS Air Regulations at 40 CFR part 55, which incorporate by reference the PSD Regulations at 40 CFR Â§ 52.21 and the title V Operating Permit Program at 40 CFR part 71. This permit is based upon application materials submitted to EPA by BHP Billiton Petroleum, Inc. (BHPB), dated October 14, 2010, February 9, 2011, September 30, 2011, October 14, 2011, December 21, 2011, January 18, 2012, supplemental submittals in the administrative record for this permit action, and upon the technical analysis performed by EPA. | Emergency Generator Diesel Engine - Development Driller 1 | 17.11 | Diesel | 2229 | hp |  | Particulate matter, total &lt; 2.5 Âµ (TPM2.5) | Unspecified | (Particulate Matter (PM)) | PM | B | Use of good combustion practices based on the current manufacturerâ€™s specifications for these engines, use of low sulfur diesel fuel, positive crankcase ventilation, turbocharger with aftercooler, high pressure fuel injection with aftercooler | 0.03 | T/12MO ROLLING TOTAL | TONS PER YEAR 12 MONTH ROLLING TOTAL | BACT-PSD | OPERATING PERMIT | U | 0 | U | 0 |  |  | 0 |  |  | 0 | 0 | N
FL-0338 | SAKE PROSPECT DRILLING PROJECT | BHP BILLITON PETROLEUM, INC. |  | FL |  | USA |  |  |  | 4 | OT005 | EPA REGION IV | MS. KATY R. FORNEY | (404) 562-9130 | forney.kathleen@epa.gov |  | OCS-EPA-R4008 | 1381 | 211111 | NA | 03/10/2011 &nbsp;ACT | 05/30/2012 &nbsp;ACT | 2014-02-28 | 2016-05-04 | A | http://www.regulations.gov/#!documentDetail;D=EPA-R04-OAR-2012-0239-0037 | The facility consists of a mobile offshore drilling unit (MODU) using either the Transocean ultra-deepwater C.R. Luigs or the Transocean semisubmersible DD1 to conduct exploratory oil and natural gas drilling in lease blocks within the DeSoto Canyon area of the Gulf of Mexico. | The United States Environmental Protection Agency (EPA) issued this permit pursuant to section 328 of the CAA, 42 U.S.C. Â§ 7627, and the implementing OCS Air Regulations at 40 CFR part 55, which incorporate by reference the PSD Regulations at 40 CFR Â§ 52.21 and the title V Operating Permit Program at 40 CFR part 71. This permit is based upon application materials submitted to EPA by BHP Billiton Petroleum, Inc. (BHPB), dated October 14, 2010, February 9, 2011, September 30, 2011, October 14, 2011, December 21, 2011, January 18, 2012, supplemental submittals in the administrative record for this permit action, and upon the technical analysis performed by EPA. | Emergency Generator Diesel Engine - C.R. Luigs | 17.11 | diesel | 2064 | hp | Caterpillar D3516A 1998 | Particulate matter, total &lt; 2.5 Âµ (TPM2.5) | Unspecified | (Particulate Matter (PM)) | PM | B | Use of good combustion practices based on the current manufacturerâ€™s specifications for these engines, use of low sulfur diesel fuel, positive crankcase ventilation, turbocharger with aftercooler, high pressure fuel injection with aftercooler | 0.02 | T/12MO ROLLING TOTAL | TONS PER YEAR 12 MONTH ROLLING TOTAL | BACT-PSD | OPERATING PERMIT | U | 0 | U | 0 |  |  | 0 |  |  | 0 | 0 | N
FL-0347 | ANADARKO PETROLEUM CORPORATION - EGOM | ANADARKO PETROLEUM CORPORATION |  | FL |  | USA |  |  |  | 4 | OT005 | EPA REGION IV | MS. KATY R. FORNEY | (404) 562-9130 | forney.kathleen@epa.gov |  | OCS-EPA-R4015 | 1381 | 211111 | NA | 08/12/2013 &nbsp;ACT | 09/16/2014 &nbsp;ACT | 2015-09-21 | 2016-07-06 | A | http://www.regulations.gov/contentStreamer?documentId=EPA-R04-OAR-2014-0487-0069&disposition=attachment&contentType=pdf | The facility consists of a mobile offshore drilling unit using the Transocean Discoverer Spirit and associated support vessels. The drilling sites are located east of longitude 87.5, west of the Military Mission Line (86Â°41' west longitude), at least 100 miles from the Louisiana shoreline, and at least 125 miles from the Florida shoreline. | The United States Environmental Protection Agency (EPA) issued this permit pursuant to section 328 of the CAA, 42 U.S.C. Â§ 7627, and the implementing OCS Air Regulations at 40 CFR part 55, which incorporate by reference the PSD regulations at 40 CFR Â§ 52.21 and the title V Operating Permit Program regulations at 40 CFR part 71. This permit is based upon application materials submitted to EPA by Anadarko Petroleum Corporation (Anadarko) dated December 26, 2012, March 27,2013, April 26,2013, May 3, 2013, and July 2, 2013; supplemental submittals and information in the administrative record for this permit action; and upon the technical analysis performed by EPA. | Main Propulsion Generator Diesel Engines | 17.11 | Diesel | 9910 | hp | Four 1998 Wartsila 18V32LNE 9910 hp and Two 1998 Wartsila 12V32LNE 6610 hp | Particulate matter, total &lt; 2.5 Âµ (TPM2.5) | Other - Parametric or Stack Test | (Particulate Matter (PM)) | PM | B | Use of good combustion practices based on the most recent manufacturer's specifications issued for engines and with turbocharger, aftercooler, and high injection pressure | 0.24 | G/KW-H | ROLLING 24 HOUR AVERAGE | BACT-PSD | OPERATING PERMIT | U | 0 | U | 0 |  |  | 0 |  |  | 0 | 0 | N
IA-0105 | IOWA FERTILIZER COMPANY | IOWA FERTILIZER COMPANY | LEE | IA | 52658 | USA | DAVE PEARSON | (319) 246-2308 | DAVE.PEARSON@IOWAFERTILIZERS.COM | 7 | IA001 | IOWA DEPARTMENT OF NATURAL RESOURCES AIR QUALITY | MR. GARY SMITH | (515) 725-9563 | GARY.SMITH@DNR.IOWA.GOV | CHRISTOPHER A. ROLING, PE ENVIRONMENTAL ENGINEER SENIOR (515) 725-9557 CHRIS.ROLING@DNR.IOWA.GOV | 12-219 | 2873 | 325311 | 110054890392 | 08/03/2012 &nbsp;ACT | 10/26/2012 &nbsp;ACT | 2012-11-01 | 2013-08-13 | A | https://aqbweb.iowadnr.gov/airpermit/eepsdpermit.jsp ,https://aqbweb.iowadnr.gov/airpermit/eepsdpermit.jsp ,https://aqbweb.iowadnr.gov/airpermit/eepsdpermit.jsp ,https://aqbweb.iowadnr.gov/airpermit/eepsdpermit.jsp ,https://aqbweb.iowadnr.gov/airpermit/eepsdpermit.jsp ,https://aqbweb.iowadnr.gov/airpermit/eepsdpermit.jsp ,https://aqbweb.iowadnr.gov/airpermit/eepsdpermit.jsp ,https://aqbweb.iowadnr.gov/airpermit/eepsdpermit.jsp | NITROGENEOUS FERTILIZER MANUFACTURING | THE PROJECT WAS AMENDED ON 3/13/14 DUE TO SOME DESIGN CHANGES WHICH INCLUDED ADDITIONAL EMISSION UNITS/POINTS. THE NEW PROJECT IS UNDER PROJECT NUMBER/PERMIT NUMBER 13-355 | Emergency Generator | 17.11 | diesel fuel | 142 | GAL/H | rated @ 2,000 KW | Particulate matter, total &lt; 2.5 Âµ (TPM2.5) | EPA/OAR OTM 27 and 28 | (Particulate Matter (PM)) | PM | P | good combustion practices | 0.2 | G/KW-H | AVERAGE OF 3 STACK TEST RUNS | BACT-PSD |  | U | 0 | U | 0.22 | TONS/YR | ROLLING 12 MONTH TOTAL | 0 |  |  | 0 | 0 | N
IA-0106 | CF INDUSTRIES NITROGEN, LLC - PORT NEAL NITROGEN COMPLEX | CF INDUSTRIES NITROGEN, LLC | WOODBURY | IA | 51054 | USA | MIKE MAAS | 712-233-6222 | MMAAS@CFINDUSTRIES.COM | 7 | IA001 | IOWA DEPARTMENT OF NATURAL RESOURCES AIR QUALITY | MR. GARY SMITH | (515) 725-9563 | GARY.SMITH@DNR.IOWA.GOV | Christopher A. Roling, PE Environmental Engineer Senior Iowa DNR - Air Quality Bureau 7900 Hickman Rd, Suite 1 Windsor Heights, IA 50324 (515) 242-6002 chris.roling@dnr.iowa.gov | PN 13-037 | 2873 | 325311 | 110000414089 | 02/01/2013 &nbsp;ACT | 07/12/2013 &nbsp;ACT | 2013-07-16 | 2016-05-04 | B |  | Nitrogenous fertilizer manufacturing including ammonia, urea, and urea-ammonium nitrate (UAN) solutions. |  | Emergency Generators | 17.11 | diesel fuel | 180 | GAL/H | There are two (2) identically sized generators. | Particulate matter, total &lt; 2.5 Âµ (TPM2.5) | Other - 201A with 202 | (Particulate Matter (PM)) | PM | P | good combustion practices | 0.2 | G/KW-H | AVERAGE OF THREE (3) STACK TEST RUNS | BACT-PSD | SIP | U | 0 | U | 0.02 | TONS/YR | ROLLING TWELVE (12) MONTH TOTAL | 0 |  |  | 0 | 0 | N
IL-0114 | CRONUS CHEMICALS, LLC | CRONUS CHEMICALS, LLC | DOUGLAS | IL | 60601 | USA | ERZIN ATAC | 312-863-8638 | ERZIN.ATAC@CRONUCHEM.COM | 5 | IL001 | ILLINOIS EPA, BUREAU OF AIR | MR. RAY PILAPIL | (217) 782-2113 | ray.pilapil@illinois.gov | Permit Writer: Bob Smet 217-785-9250 robert.smet@illinois.gov | 13060007 | 2873 | 325311 | 110055568522 | 02/14/2014 &nbsp;ACT | 09/05/2014 &nbsp;ACT | 2014-12-24 | 2016-05-05 | A | http://yosemite.epa.gov/r5/in_permt.nsf/6f1ebc583aad45448625763f0053e08e/02fa71769b748f8886257da2004e4f4f!OpenDocument | Plant will produce urea and ammonia, but ammonia production will be limited to a maximum of 3 months of the year (4,880 tpd urea and 2,789 tpd ammonia). |  | Emergency Generator | 17.11 | distillate fuel oil | 3755 | HP |  | Particulate matter, total &lt; 2.5 Âµ (TPM2.5) | Unspecified | (Particulate Matter (PM)) | PM | P | Tier IV standards for non-road engines at 40 CFR 1039.102, Table 7. | 0.1 | G/KW-H |  | BACT-PSD |  | U | 0 | U | 0 |  |  | 0 |  |  | 0 | 0 | N
IN-0166 | INDIANA GASIFICATION, LLC | INDIANA GASIFICATION, LLC | SPENCER | IN | 47635 | USA | MARK LUBBERS | 3174905078 |  | 5 | IN001 | INDIANA DEPT OF ENV MGMT, OFC OF AIR | MR. MATT STUCKEY | (317) 233-0203 | mstuckey@idem.in.gov | PERMIT WRITER: JOSIAH BALOGUN 317-234-5257 JBALOGUN@IDEM.IN.GOV SECTION CHIEF: MATT STUCKEY 317-233-0203 MSTUCKEY@IDEM.IN.GOV | T147-30464-00060 | 4925 | 221210 | 110045439888 | 04/20/2011 &nbsp;ACT | 06/27/2012 &nbsp;ACT | 2013-08-16 | 2016-05-04 | A | HTTP://PERMITS.AIR.IDEM.IN.GOV/30464F.PDF | THE PERMITTEE OWNS AND OPERATES A STATIONARY SUBSTITUTE NATURAL GAS (SNG) AND LIQUEFIED CARBON DIOXIDE (CO2) PRODUCTION PLANT ALSO SIC: 2819 NAICS: 211112 | ALSO SIC: 2819 NAICS: 211112 | TWO (2) EMERGENCY GENERATORS | 17.11 | DIESEL | 1341 | HORSEPOWER, EACH | IDENTIFIED AS EU-009A AND EU-009B | Particulate matter, total &lt; 2.5 Âµ (TPM2.5) | Unspecified | (Particulate Matter (PM)) | PM | P | USE OF LOW-S DIESEL | 15 | PPM SULFUR |  | BACT-PSD |  | N | 0 |  | 0 |  |  | 0 |  |  | 0 | 0 | N |  | EMISSION LIMIT: EACH EMERGENCY GENERATOR SHALL NOT EXCEED 52 HOURS PER YEAR OF NONEMERGENCY
IN-0166 | INDIANA GASIFICATION, LLC | INDIANA GASIFICATION, LLC | SPENCER | IN | 47635 | USA | MARK LUBBERS | 3174905078 |  | 5 | IN001 | INDIANA DEPT OF ENV MGMT, OFC OF AIR | MR. MATT STUCKEY | (317) 233-0203 | mstuckey@idem.in.gov | PERMIT WRITER: JOSIAH BALOGUN 317-234-5257 JBALOGUN@IDEM.IN.GOV SECTION CHIEF: MATT STUCKEY 317-233-0203 MSTUCKEY@IDEM.IN.GOV | T147-30464-00060 | 4925 | 221210 | 110045439888 | 04/20/2011 &nbsp;ACT | 06/27/2012 &nbsp;ACT | 2013-08-16 | 2016-05-04 | A | HTTP://PERMITS.AIR.IDEM.IN.GOV/30464F.PDF | THE PERMITTEE OWNS AND OPERATES A STATIONARY SUBSTITUTE NATURAL GAS (SNG) AND LIQUEFIED CARBON DIOXIDE (CO2) PRODUCTION PLANT ALSO SIC: 2819 NAICS: 211112 | ALSO SIC: 2819 NAICS: 211112 | THREE (3) FIREWATER PUMP ENGINES | 17.11 | DIESEL | 575 | HORSEPOWER, EACH | IDENTIFIED AS EU-010A-C. | Particulate matter, total &lt; 2.5 Âµ (TPM2.5) | Unspecified | (Particulate Matter (PM)) | PM | P | USE OF LOW-S DIESEL AND LIMITED HOURS OF NON-EMERGENCY OPERATION | 15 | PPM SULFUR |  | BACT-PSD |  | N | 0 |  | 0 |  |  | 0 |  |  | 0 | 0 | N |  | EMISSION LIMITS: EACH EMERGENCY GENERATOR SHALL NOT EXCEED 52 HOURS PER YEAR OF NONEMERGENCY OPERATION.
IN-0173 | MIDWEST FERTILIZER CORPORATION | MIDWEST FERTILIZER CORPORATION | POSEY | IN | 47620 | USA | MICHAEL CHORLTON | 3176258315 |  | 5 | IN001 | INDIANA DEPT OF ENV MGMT, OFC OF AIR | MR. MATT STUCKEY | (317) 233-0203 | mstuckey@idem.in.gov | PERMIT WRITER: DAVID MATOUSEK (317) 232-8253 DMATOUSE@IDEM.IN.GOV SECTION CHIEF: NATHAN BELL (317) 233-5670 NBELL@IDEM.IN.GOV | 129-33576-00059 | 2873 | 325311 | 110059696841 | 08/26/2013 &nbsp;ACT | 06/04/2014 &nbsp;ACT | 2014-07-17 | 2016-05-04 | A | HTTP://PERMITS.AIR.IDEM.IN.GOV/33576F.PDF | A STATIONARY NITROGEN FERTILIZER MANUFACTURING FACILITY |  | DIESEL FIRED EMERGENCY GENERATOR | 17.11 | NO. 2, DIESEL | 3600 | BHP | ANNUAL OPERATING HOURS SHALL NOT EXCEED 500 HOURS. INSIGNIFICANT ACTIVITY WILL NOT BE TESTED. | Particulate matter, total &lt; 2.5 Âµ (TPM2.5) | Unspecified | (Particulate Matter (PM)) | PM | P | GOOD COMBUSTION PRACTICES | 0.15 | G/BHP-H | 3-HR AVERAGE | BACT-PSD |  | N | 0 |  | 0 |  |  | 0 |  |  | 0 | 0 | N
IN-0179 | OHIO VALLEY RESOURCES, LLC | OHIO VALLEY RESOURCES, LLC | SPENCER | IN | 47635 | USA | DOUG WILSON | 6185990015 |  | 5 | IN001 | INDIANA DEPT OF ENV MGMT, OFC OF AIR | MR. MATT STUCKEY | (317) 233-0203 | mstuckey@idem.in.gov | SECTION CHIEF: NATHAN BELL (317) 233-5670 NBELL@IDEM.IN.GOV PERMIT WRITER: DAVID MATOUSEK (317) 232-8253 DMATOUSE@IDEM.IN.GOV | 147-32322-00062 | 2873 | 325311 | 110055148273 | 09/17/2012 &nbsp;ACT | 09/25/2013 &nbsp;ACT | 2014-08-12 | 2016-05-04 | A | HTTP://PERMITS.AIR.IDEM.IN.GOV/32322F.PDF | NITROGENOUS FERTILIZER PRODUCTION PLANT |  | DIESEL-FIRED EMERGENCY GENERATOR | 17.11 | NO. 2 FUEL OIL | 4690 | B-HP | ANNUAL HOURS OF OPERATION NOT TO EXCEED 200 HOURS. | Particulate matter, total &lt; 2.5 Âµ (TPM2.5) | Unspecified | (Particulate Matter (PM)) | PM | P | GOOD COMBUSTION PRACTICES | 0.15 | LB/B-HP-H | 3-HR AVERAGE | BACT-PSD |  | N | 0 |  | 0 |  |  | 0 |  |  | 0 | 0 | N |  | ADD ON CONTROLS ARE NOT NORMALLY REQUIRED FOR LIMITED USE EMISSION UNITS.
IN-0180 | MIDWEST FERTILIZER CORPORATION | MIDWEST FERTILIZER CORPORATION | POSEY | IN | 47620 | USA | MICHAEL CHORLTON | 3176258315 |  | 5 | IN001 | INDIANA DEPT OF ENV MGMT, OFC OF AIR | MR. MATT STUCKEY | (317) 233-0203 | mstuckey@idem.in.gov | PERMIT WRITER: DAVID MATOUSEK (317) 232-8253 DMATOUSE@IDEM.IN.GOV SECTION CHIEF: NATHAN BELL (317) 233-5670 NBELL@IDEM.IN.GOV | 129-33576-00059 | 2873 | 325311 | 110059696841 | 08/26/2013 &nbsp;ACT | 06/04/2014 &nbsp;ACT | 2014-08-12 | 2016-05-05 | A | HTTP://PERMITS.AIR.IDEM.IN.GOV/33576F.PDF | A STATIONARY NITROGEN FERTILIZER MANUFACTURING FACILITY |  | DIESEL FIRED EMERGENCY GENERATOR | 17.11 | NO. 2, DIESEL | 3600 | BHP | ANNUAL OPERATING HOURS SHALL NOT EXCEED 500 HOURS. INSIGNIFICANT ACTIVITY WILL NOT BE TESTED. | Particulate matter, total &lt; 2.5 Âµ (TPM2.5) | Unspecified | (Particulate Matter (PM)) | PM | P | GOOD COMBUSTION PRACTICES | 0.15 | G/B-HP-H | 3-HR AVERAGE | BACT-PSD |  | N | 0 |  | 0 |  |  | 0 |  |  | 0 | 0 | N
IN-0263 | MIDWEST FERTILIZER COMPANY LLC | MIDWEST FERTILIZER COMPANY LLC | POSEY | IN | 47620 | USA | RON OGLESBY | 9703057850 |  | 5 | IN001 | INDIANA DEPT OF ENV MGMT, OFC OF AIR | MR. MATT STUCKEY | (317) 233-0203 | mstuckey@idem.in.gov | PERMIT WRITER: DEENA P. LEVERING 317-234-5400 DLEVERIN@IDEM.IN.GOV SECTION CHIEF: TRIPURARI SINHA PH.D. 317-234-4907 | 129-36943-00059 | 2873 | 325311 | 110059696841 | 03/11/2016 &nbsp;ACT | 03/23/2017 &nbsp;ACT | 2017-07-07 | 2017-08-22 | C | HTTP:PERMITS.AIR.IDEM.IN.GOV/36943F.PDF | STATIONARY NITROGEN FERTILIZER MANUFACTURING FACILITY |  | EMERGENCY GENERATORS (EU014A AND EU-014B) | 17.11 | DISTILLATE OIL | 3600 | HP EACH |  | Particulate matter, total &lt; 2.5 Âµ (TPM2.5) | Unspecified | (Particulate Matter (PM)) | PM | P | GOOD COMBUSTION PRACTICES | 0.15 | G/HP-H EACH | 3 HOUR AVERAGE | BACT-PSD |  | N | 0 |  | 500 | H/YR EACH |  | 0 |  |  | 0 | 0 | N | 2016
LA-0254 | NINEMILE POINT ELECTRIC GENERATING PLANT | ENTERGY LOUISIANA LLC | JEFFERSON | LA | 70094 | USA | CHRISTEE HERBERT | (504) 576-5699 | CHERBER@ENTERGY.COM | 6 | LA001 | LOUISIANA DEPARTMENT OF ENV QUALITY | MR. BRYAN D. JOHNSTON | (225)219-3450 | BRYAN.JOHNSTON@LA.GOV | PERMIT WRITER: CHRIS SMITH, (225) 219-3417 | PSD-LA-752 | 4911 | 221112 | 110002049328 | 09/14/2010 &nbsp;ACT | 08/16/2011 &nbsp;ACT | 2011-09-22 | 2011-12-12 | B |  | 1827 MW POWER PLANT (PRE-PROJECT). NATURAL GAS IS PRIMARY FUEL; NO. 2 &amp; NO. 4 FUEL OIL ARE SECONDARY FUELS. PROJECT INVOLVES DECOMMISSIONING OF 2 BOILERS AND THE CONSTRUCTION OF 2 COMBINED CYCLE GAS TURBINES WITH DUCT BURNERS, A NATURAL GAS-FIRED AUXILIARY BOILER, A DIESEL GENERATOR, 2 COOLING TOWERS, A FUEL OIL STORAGE TANK, A DIESEL-FIRED FIREWASTER PUMP, AND AN ANHYDROUS AMMONIA TANK. FUELS FOR THE TURBINES INCLUDE NATURAL GAS, NO. 2 FUEL OIL, AND ULTRA LOW SULFUR DIESEL. | APPLICATION ACCEPTED RECEIVED DATE = DATE OF ADMINISTRATIVE COMPLETENESS BACT FOR GREENHOUSE GASES (CO2E) FROM THE COMBINED CYCLE TURBINE GENERATORS (UNITS 6A & 6B) IS OPERATING PROPERLY AND PERFORMING NECESSARY ROUTINE MAINTENANCE, REPAIR, AND REPLACEMENT TO MAINTAIN THE GROSS HEAT RATE AT OR BELOW 7630 BTU/KW-HR (HHV) (ANNUAL AVERAGE). | EMERGENCY DIESEL GENERATOR | 17.11 | DIESEL | 1250 | HP |  | Particulate matter, total &lt; 2.5 Âµ (TPM2.5) | Unspecified | (Particulate Matter (PM)) | PM | P | ULTRA LOW SULFUR DIESEL AND GOOD COMBUSTION PRACTICES | 0.15 | G/HP-H | ANNUAL AVERAGE | BACT-PSD | OPERATING PERMIT | U | 0 | U | 0 |  |  | 0.15 | G/HP-H | ANNUAL AVERAGE | 0 | 0 | N
LA-0288 | LAKE CHARLES CHEMICAL COMPLEX | SASOL CHEMICALS (USA) LLC | CALCASIEU | LA | 70669 | USA | ERIC RODRIGUEZ | (281) 588-3761 | ERIC.RODRIGUEZ@US.SASOL.COM | 6 | LA001 | LOUISIANA DEPARTMENT OF ENV QUALITY | MR. BRYAN D. JOHNSTON | (225)219-3450 | BRYAN.JOHNSTON@LA.GOV |  | PSD-LA-778 | 2869 | 325110 | 110017418061 | 05/02/2013 &nbsp;ACT | 05/23/2014 &nbsp;ACT | 2016-07-22 | 2016-09-14 | A |  |  | Complete application date = date of administrative completeness This RBLC entry addresses the Power Unit of the Gas-to-Liquids (GTL) Project. It also addresses the Emergency Diesel Generators in the LAB-2, HPU, ASU, and GTL Units, as the engines are identical. GTL will utilize natural gas as a feedstock to produce fuel-grade hydrocarbon products, including liquefied petroleum gas (LPG), naphtha, paraffins, diesel, wax products, and base oil products. In the GTL process, natural gas will first be reformed into a synthesis gas; the synthesis gas will then be converted into liquid hydrocarbons via a Fischer-Tropsch reaction. The Fisher-Tropsch synthesis is followed by treatment and extraction units and product work-up units which produce the desired products. | Emergency Diesel Generators (EQT 629, 639, 838, 966, &amp; 1264) | 17.11 |  | 2682 | HP |  | Particulate matter, total &lt; 2.5 Âµ (TPM2.5) | Unspecified | (Particulate Matter (PM)) | PM | P | Comply with 40 CFR 60 Subpart IIII; operate the engine in accordance with the engine manufacturerâ€™s instructions and/or written procedures designed to maximize combustion efficiency and minimize fuel usage. | 0.88 | LB/HR | HOURLY MAXIMUM | BACT-PSD | NSPS , OPERATING PERMIT | U | 0 | U | 0.04 | TPY | ANNUAL MAXIMUM | 0 |  |  | 0 | 0 | N |  | BACT is determined to be compliance with the limitations imposed by 40 CFR 60 Subpart IIII and its associated monitoring, recordkeeping, and reporting requirements; and operating the engine in accordance with the engine manufacturerâ€™s instructions and/or written procedures (consistent with safe operation) designed to maximize combustion efficiency and minimize fuel usage. Limit PM to 0.20 g/kW-hr.
LA-0292 | HOLBROOK COMPRESSOR STATION | CAMERON INTERSTATE PIPELINE LLC | CALCASIEU | LA | 70000 | USA | HUGH BERGLUND | (713) 774-4411 | HBERGLUND@SEMPRAPIPELINES.COM | 6 | LA001 | LOUISIANA DEPARTMENT OF ENV QUALITY | MR. BRYAN D. JOHNSTON | (225)219-3450 | BRYAN.JOHNSTON@LA.GOV | Permit writer: Dawei Pan, (225) 219-3413 or dawei.pan@la.gov | PSD-LA-769(M-1) | 4922 | 486210 | 110058896388 | 09/15/2015 &nbsp;ACT | 01/22/2016 &nbsp;ACT | 2016-08-04 | 2016-09-19 | A |  | Natural gas compressor station supporting the Cameron LNG Facility in Hackberry, Cameron Parish, Louisiana | Complete application date = date of administrative completeness | Emergency Generators No. 1 &amp; No. 2 | 17.11 | Diesel | 1341 | HP |  | Particulate matter, total &lt; 2.5 Âµ (TPM2.5) | Unspecified | (Particulate Matter (PM)) | PM | P | Use of a certified engine, low sulfur diesel, and limiting non-emergency use to no more than 100 hours per year | 0.44 | LB/HR | HOURLY MAXIMUM | BACT-PSD | NSPS , OPERATING PERMIT | U | 0 | U | 0.02 | TPY | ANNUAL MAXIMUM | 0.15 | G/BHP-HR |  | 0 | 0 | N |  | Emergency generators are also subject to a BACT limit of 0.047 lb PM2.5/MM Btu.
LA-0296 | LAKE CHARLES CHEMICAL COMPLEX LDPE UNIT | SASOL CHEMICALS (USA) LLC | CALCASIEU | LA | 70669 | USA | ERIC RODRIGUEZ | (281) 588-3761 | ERIC.RODRIGUEZ@US.SASOL.COM | 6 | LA001 | LOUISIANA DEPARTMENT OF ENV QUALITY | MR. BRYAN D. JOHNSTON | (225)219-3450 | BRYAN.JOHNSTON@LA.GOV |  | PSD-LA-779 | 2821 | 325211 | 110017418061 | 05/02/2013 &nbsp;ACT | 05/23/2014 &nbsp;ACT | 2016-09-12 | 2017-04-28 | B |  | The Low Density Polyethylene (LDPE) Unit will produce LDPE by the high pressure polymerization of ethylene. | Complete application date = date of administrative completeness This RBLC entry addresses the Low Density Polyethylene (LDPE) Unit of the Lake Charles Cracker Project (LCCP). This entry also addresses the Emergency Diesel Generators associated with the entire LCCP, as all of the permitted units are identical. | Emergency Diesel Generators (EQTs 622, 671, 773, 850, 994, 995, 996, 1033, 1077, 1105, &amp; 1202) | 17.11 | Diesel | 2682 | HP | Non-emergency use is limited to 100 hours per year. | Particulate matter, total &lt; 2.5 Âµ (TPM2.5) | Unspecified | (Particulate Matter (PM)) | PM | P | Compliance with 40 CFR 60 Subpart IIII; operating the engine in accordance with the engine manufacturerâ€™s instructions and/or written procedures (consistent with safe operation) designed to maximize combustion efficiency and minimize fuel usage. | 0.88 | LB/HR | HOURLY MAXIMUM | BACT-PSD | OPERATING PERMIT , NSPS | U | 0 | U | 0.04 | TPY | ANNUAL MAXIMUM | 0 |  |  | 0 | 0 | N |  | PM limit is 0.20 g/kW-hr. BACT is determined to be compliance with the limitations imposed by 40 CFR 60 Subpart IIII and its associated monitoring, recordkeeping, and reporting requirements; and operating the engine in accordance with the engine manufacturerâ€™s instructions and/or written procedures (consistent with safe operation) designed to maximize combustion efficiency and minimize fuel usage.
LA-0305 | LAKE CHARLES METHANOL FACILITY | LAKE CHARLES METHANOL, LLC | CALCASIEU PARISH | LA | 70669 | USA | JOHN MCDANIEL | 318-308-0322 | JMCDANIEL@LAKECHARLESMETHANOL.COM | 6 | LA001 | LOUISIANA DEPARTMENT OF ENV QUALITY | MR. BRYAN D. JOHNSTON | (225)219-3450 | BRYAN.JOHNSTON@LA.GOV | Dan Nguyen - (225)219-3395 | PSD-LA-803(M1) | 2869 | 325199 | 110067180366 | 06/16/2016 &nbsp;ACT | 06/30/2016 &nbsp;ACT | 2017-03-07 | 2017-04-28 | A |  | Proposed facility to produce methanol, H2, H2SO4, CO2, Argon and electricity from Pet Coke | PSD-LA-803 was issued 2/24/2016. The facility has not commence construction when Permit PSD-LA-803(M1) was issued. | Diesel Engines (Emergency) | 17.11 | Diesel | 4023 | hp |  | Particulate matter, total &lt; 2.5 Âµ (TPM2.5) | Unspecified | (Particulate Matter (PM)) | PM | P | Complying with 40 CFR 60 Subpart IIII | 0 |  |  | BACT-PSD | NSPS | U | 0 | U | 0 |  |  | 0 |  |  | 0 | 0 | N
LA-0307 | MAGNOLIA LNG FACILITY | MAGNOLIA LNG, LLC | CALCASIEU | LA | 70669 | USA | KOMI HASSAN | 713-815-6900 | KHASSAN@MAGNOLIALNG.COM | 6 | LA001 | LOUISIANA DEPARTMENT OF ENV QUALITY | MR. BRYAN D. JOHNSTON | (225)219-3450 | BRYAN.JOHNSTON@LA.GOV | Permit writer: Dan Nguyen - (225)219-3395 | PSD-LA-792 | 4922 | 221210 | 110069422958 | 11/15/2015 &nbsp;ACT | 03/21/2016 &nbsp;ACT | 2017-03-08 | 2017-04-28 | A |  | A new facility to liquefy 8.0 million metric tons per year of natural gas |  | Diesel Engines | 17.11 | Diesel | 0 |  | Water Pumps (2 units) = 355 hp Tank Deluge Pumps (2 units) = 800 hp Generator = 1340 hp | Particulate matter, total &lt; 2.5 Âµ (TPM2.5) | Unspecified | (Particulate Matter (PM)) | PM | P | good combustion practices, Use ultra low sulfur diesel, and comply with 40 CFR 60 Subpart IIII | 0 |  |  | BACT-PSD |  | U | 0 | U | 0 |  |  | 0 |  |  | 0 | 0 | N
LA-0309 | BENTELER STEEL TUBE FACILITY | BENTELER STEEL / TUBE MANUFACTURING CORPORATION | CADDO | LA | 71115 | USA | MYRNA PACHECO PONCE DE LEON | 318-216-4206 | MYRNA.PACHECO@BENTELER.COM | 6 | LA001 | LOUISIANA DEPARTMENT OF ENV QUALITY | MR. BRYAN D. JOHNSTON | (225)219-3450 | BRYAN.JOHNSTON@LA.GOV | Permit Writer: Dan Nguyen - 225-219-3395 | PSD-LA-774(M1) | 3312 | 331111 | 110055592318 | 02/09/2015 &nbsp;ACT | 06/04/2015 &nbsp;ACT | 2017-03-09 | 2017-04-28 | A |  | A facility to produce 600,000 metric tons per year of seamless steel pipe from purchased billets. A steel production facility (including an electric arc furnace (EAF)) was added. | Permit PSD-LA-774 was issued on May 17, 2013 for the construction of the hot rolling mill. An EAF was authorized this time. | Emergency Generator Engines | 17.11 | Diesel | 2922 | hp (each) |  | Particulate matter, total &lt; 2.5 Âµ (TPM2.5) | Unspecified | (Particulate Matter (PM)) | PM | P | Complying with 40 CFR 60 Subpart IIII | 0.2 | G/KW-HR |  | BACT-PSD |  | U | 0 | U | 0 |  |  | 0 |  |  | 0 | 0 | N
LA-0316 | CAMERON LNG FACILITY | CAMERON LNG LLC | CAMERON | LA | 70645 | USA | CLAYTON MILLER | 337-680-4531 | CMILLER@CAMERONLNG.COM | 6 | LA001 | LOUISIANA DEPARTMENT OF ENV QUALITY | MR. BRYAN D. JOHNSTON | (225)219-3450 | BRYAN.JOHNSTON@LA.GOV | permit writer: dan nguyen (225)219-3395 | PSD-LA-766(M3) | 4922 | 221210 | 110029511883 | 12/12/2016 &nbsp;ACT | 02/17/2017 &nbsp;ACT | 2017-03-14 | 2017-04-28 | B |  | a facility to liquefy natural gas for export (5 trains) | Permit PSD-LA-766, dated 10/1/13 for liquefaction trains 1,2, and 3 Permit PSD-LA-766(M1), dated 6/26/14, for minor changes; Permit PSD-LA-766(M2), dated 3/3/16, for train 4 and 5 | emergency generator engines (6 units) | 17.11 | diesel | 3353 | hp |  | Particulate matter, total &lt; 2.5 Âµ (TPM2.5) | Unspecified | (Particulate Matter (PM)) | PM | P | Complying with 40 CFR 60 Subpart IIII | 0 |  |  | BACT-PSD | NSPS | U | 0 | U | 0 |  |  | 0 |  |  | 0 | 0 | N
LA-0317 | METHANEX - GEISMAR METHANOL PLANT | METHANEX USA, LLC | ASCENSION | LA | 70734 | USA | GLYNN FONTENOT | 225-402-0301 | GFONTENOT@METHANEX.COM | 6 | LA001 | LOUISIANA DEPARTMENT OF ENV QUALITY | MR. BRYAN D. JOHNSTON | (225)219-3450 | BRYAN.JOHNSTON@LA.GOV | permit writer: Dr. Qingming Zhang (225)-219-3457 | PSD-LA-761(M4) | 2869 | 325199 | 110046528227 | 09/09/2016 &nbsp;ACT | 12/22/2016 &nbsp;ACT | 2017-03-15 | 2017-04-28 | A |  | methanol plant (Unit I and Unit II) to produce 6000 metric tons of methanol by steam reforming natural gas | psd-la-761, issued 11/07/12, for relocation Unit I (3000 mt/yr) from punta arenas (chile); psd-la-761(M1), issued 07/12/13, for relocation Unit II (3000 mt/yr); psd-la-761(M2) (issued 01/15/16), psd-la-761(M3) (issued 01/14/16), and psd-la-761(M4) (issued 12/22/16) are for miscellaneous reconciliation | Emergency Generator Engines (4 units) | 17.11 | Diesel | 0 |  | I-GDE-1201, II-GDE-1201 = 2346 hp I-GDE-1202 = 755 hp I-GDE-1203 = 1193 hp | Particulate matter, total &lt; 2.5 Âµ (TPM2.5) | Unspecified | (Particulate Matter (PM)) | PM | P | complying with 40 CFR 60 Subpart IIII and 40 CFR 63 Subpart ZZZZ | 0 |  |  | BACT-PSD | NSPS , NESHAP | U | 0 | U | 0 |  |  | 0 |  |  | 0 | 0 | N
LA-0317 | METHANEX - GEISMAR METHANOL PLANT | METHANEX USA, LLC | ASCENSION | LA | 70734 | USA | GLYNN FONTENOT | 225-402-0301 | GFONTENOT@METHANEX.COM | 6 | LA001 | LOUISIANA DEPARTMENT OF ENV QUALITY | MR. BRYAN D. JOHNSTON | (225)219-3450 | BRYAN.JOHNSTON@LA.GOV | permit writer: Dr. Qingming Zhang (225)-219-3457 | PSD-LA-761(M4) | 2869 | 325199 | 110046528227 | 09/09/2016 &nbsp;ACT | 12/22/2016 &nbsp;ACT | 2017-03-15 | 2017-04-28 | A |  | methanol plant (Unit I and Unit II) to produce 6000 metric tons of methanol by steam reforming natural gas | psd-la-761, issued 11/07/12, for relocation Unit I (3000 mt/yr) from punta arenas (chile); psd-la-761(M1), issued 07/12/13, for relocation Unit II (3000 mt/yr); psd-la-761(M2) (issued 01/15/16), psd-la-761(M3) (issued 01/14/16), and psd-la-761(M4) (issued 12/22/16) are for miscellaneous reconciliation | Firewater pump Engines (4 units) | 17.11 | diesel | 896 | hp (each) |  | Particulate matter, total &lt; 2.5 Âµ (TPM2.5) | Unspecified | (Particulate Matter (PM)) | PM | P | complying with 40 CFR 60 Subpart IIII and 40 CFR 63 Subpart ZZZZ | 0 |  |  | BACT-PSD | NSPS , NESHAP | U | 0 | U | 0 |  |  | 0 |  |  | 0 | 0 | N
LA-0323 | MONSANTO LULING PLANT | MONSANTO COMPANY | ST. CHARLES PARISH | LA | 70070 | USA | ENRIQUE WEHLEN | 9857858211 | ENRIGUE.WEHLEN@MONSANTO.COM | 6 | LA001 | LOUISIANA DEPARTMENT OF ENV QUALITY | MR. BRYAN D. JOHNSTON | (225)219-3450 | BRYAN.JOHNSTON@LA.GOV |  | PSD-LA-890 | 2879 | 325320 | 110067118274 | 09/21/2015 &nbsp;ACT | 01/09/2017 &nbsp;ACT | 2017-09-26 | 2018-05-11 | D | http://edms.deq.louisiana.gov/app/doc/view.aspx?doc=10460194&ob=yes | Chemical Manufacture | Dicamba Manufacturing Facility expansion project. | Fire Water Diesel Pump No. 3 Engine | 17.11 | Diesel Fuel | 600 | hp | Emergency engine with a limit of 100 hours/yr on operating hours for ready testing. | Particulate matter, total &lt; 2.5 Âµ (TPM2.5) | Unspecified | (Particulate Matter (PM)) | PM | P | Proper operation and limits on hours operation for emergency engines and compliance with 40 CFR 60 Subpart IIII | 0 |  |  | BACT-PSD | NSPS | U | 0 | U | 0 |  |  | 0 |  |  | 0 | 0 | N
LA-0323 | MONSANTO LULING PLANT | MONSANTO COMPANY | ST. CHARLES PARISH | LA | 70070 | USA | ENRIQUE WEHLEN | 9857858211 | ENRIGUE.WEHLEN@MONSANTO.COM | 6 | LA001 | LOUISIANA DEPARTMENT OF ENV QUALITY | MR. BRYAN D. JOHNSTON | (225)219-3450 | BRYAN.JOHNSTON@LA.GOV |  | PSD-LA-890 | 2879 | 325320 | 110067118274 | 09/21/2015 &nbsp;ACT | 01/09/2017 &nbsp;ACT | 2017-09-26 | 2018-05-11 | D | http://edms.deq.louisiana.gov/app/doc/view.aspx?doc=10460194&ob=yes | Chemical Manufacture | Dicamba Manufacturing Facility expansion project. | Fire Water Diesel Pump No. 4 Engine | 17.11 | Diesel Fuel | 600 | hp | Emergency Engine limited to 100 hours/yr for ready tests | Particulate matter, total &lt; 2.5 Âµ (TPM2.5) | Unspecified | (Particulate Matter (PM)) | PM | P | Proper operation and limits on hours of operation for emergency engines and compliance with 40 CFR 60 Subpart IIII | 0 |  |  | BACT-PSD | NSPS | U | 0 | U | 0 |  |  | 0 |  |  | 0 | 0 | N
MA-0039 | SALEM HARBOR STATION REDEVELOPMENT | FOOTPRINT POWER SALEM HARBOR DEVELOPMENT LP | ESSEX | MA | 1970 | USA | SCOTT SILVERSTEIN |  |  | 1 | MA001 | MASSACHUSETTS DEPT OF ENVIRONMENTAL PROTECTION | MR. MARC WOLMAN | (617)292-5515 | marc.wolman@state.ma.us. | Cosmo Buttaro MassDEP Northeast Regional Office 205B Lowell Street Wilmington, MA 01887 (978) 694-3281 Cosmo.Buttaro@State.MA.US | NE-12-022 | 4911 | 221112 | 110000310459 | 09/09/2013 &nbsp;ACT | 01/30/2014 &nbsp;ACT | 2014-09-26 | 2016-05-05 | A | http://www.mass.gov/eea/agencies/massdep/air/approvals/air-permits-and-approvals-issued-to-facilities.html | Footprint Power Salem Harbor Development LP (the Permittee) proposes to construct and operate a nominal 630 Megawatt (MW) natural gas fired, quick start (capable of producing 300 MW within 10 minutes of startup) combined cycle electric generating facility (the Facility) at Salem Harbor Station. With duct firing, the proposed Facility will be capable of generating an additional 62 MW, for a total of 692 MW. Emission units include two 315 MW (nominal) GE Model 107F Series 5 combustion turbine generators, each with dedicated heat recovery steam generator, duct burner and 31 MW (estimated) steam turbine generator, dispatchable independently of one another by ISO-NE; one 80 mmBtu/hr auxiliary boiler, one 750 kW emergency engine-generator, and one 371 bhp emergency engine-fire-pump. | separate PSD permit under delegated program, and CPA approval (including nonattainment major NSR for NOx as ozone precursor, and state minor NSR for other pollutants) other facility-wide emission limits (not listed in next section): GHG(CO2e): 2,279,530 TPY CO2: 2,277,333 TPY H2SO4: 19.0 TPY | Emergency Engine/Generator | 17.11 | ULSD | 7.4 | MMBTU/H | â‰¤ 300 hours of operation per 12-month rolling period S in ULSD: â‰¤0.0015% by weight | Particulate matter, total &lt; 2.5 Âµ (TPM2.5) | Unspecified | (Particulate Matter (PM)) | PM | N |  | 0.15 | GM/BHP-H | 1 HR BLOCK AVERAGE | BACT-PSD | NSPS , NESHAP , SIP , OPERATING PERMIT | U | 0 | U | 0.36 | LB/H | 1 HR BLOCK AVERAGE | 0 |  |  | 0 | 0 | N
MD-0044 | COVE POINT LNG TERMINAL | DOMINION COVE POINT LNG, LP | CALVERT | MD |  | USA | RICHARD B. GANGLE | SYSNULL |  | 3 | MD001 | MARYLAND DEPARTMENT OF THE ENVIRONMENT | MR. WILLIAM PAUL | (410)537-3276 | bpaul@mde.state.md.us | WILLIAM PAUL 410-537-3276 BILL.PAUL@MARYLAND.GOV | PSC CASE NO. 9318 | 4911 | 221119 | Not Found | 06/09/2014 &nbsp;ACT | 06/09/2014 &nbsp;ACT | 2015-08-25 | 2018-05-14 | U |  | LIQUIFIED NATURAL GAS PROCESSING FACILITY AND 130 MEGAWATT GENERATING STATIONFACILITY-WIDE PM10 EMISSION LIMIT = 124.2 TONS/YR FACILITY-WIDE PM2.5 EMISSION LIMIT= 124/2 TONS/YR FACILITY-WIDE CO2E EMISSION LIMIT = 2,030,988 TONS/YR FACILITY-WIDE FORMALDEHYDE EMISION LIMIT = 6.2 TONS/YR | FACILITY-WIDE PM10 EMISSION LIMIT = 124.2 TONS/YR FACILITY-WIDE PM2.5 EMISSION LIMIT= 124/2 TONS/YR FACILITY-WIDE CO2E EMISSION LIMIT = 2,030,988 TONS/YR FACILITY-WIDE FORMALDEHYDE EMISION LIMIT = 6.2 TONS/YR | EMERGENCY GENERATOR | 17.11 | ULTRA LOW SULFUR DIESEL | 1550 | HP | 40 CFR 60, SUBPART IIII, ULTRA LOW-SULFUR DIESEL FUEL, GOOD COMBUSTION PRACTICES | Particulate matter, total &lt; 2.5 Âµ (TPM2.5) | Unspecified | (Particulate Matter (PM)) | PM | P | EXCLUSIVE USE OF ULSD FUEL, GOOD COMBUSTION PRACTICES AND DESIGNED TO ACHIEVE EMISSION LIMITS | 0.17 | G/HP-H |  | BACT-PSD |  |  | 0 |  | 0.23 | G/KW-H |  | 0 |  |  | 0 | 0 | N
MI-0400 | WOLVERINE POWER | WOLVERINE POWER SUPPLY COOPERATIVE, INC. | PRESQUE ISLE | MI | 49779 | USA | BRIAN WARNER | 2317755700 X 3336 | BWARNER@WPSCI.COM | 5 | MI001 | MICHIGAN DEPT OF ENVIRONMENTAL QUALITY | MS. CINDY SMITH | (517)284-6802 | SMITHC17@MICHIGAN.GOV | Please contact permit engineer Melissa Byrnes at 517-373-7065 with questions regarding this permit. Thank you. | 317-07 | 4911 | 221112 | 26-14105823 | 09/26/2007 &nbsp;ACT | 06/29/2011 &nbsp;ACT | 2012-10-18 | 2016-04-14 | A |  | Coal-fired power plant. |  | Emergency generator | 17.11 | Diesel | 4000 | HP | Maximum operation was based on 500 hours per year. | Particulate matter, total &lt; 2.5 Âµ (TPM2.5) | Unspecified | (Particulate Matter (PM)) | PM | N |  | 1.76 | LB/H | TEST PROTOCOL; BACT | BACT-PSD |  | N | 0 | N | 0 |  |  | 0 |  |  | 0 | 0 | N
MI-0402 | SUMPTER POWER PLANT | WOLVERINE POWER SUPPLY COOPERATIVE INC. | WAYNE | MI | 48111 | USA | BRIAN WARNER | 231-775-5700 | BWARNER@WPSCI.COM | 5 | MI001 | MICHIGAN DEPT OF ENVIRONMENTAL QUALITY | MS. CINDY SMITH | (517)284-6802 | SMITHC17@MICHIGAN.GOV | Please contact permit engineer Julie Brunner at 517-373-7088 or brunnerj1@michigan.gov for questions related to this permit. Thank you. | 81-11 | 4911 | 221112 | 2616305315 | 05/27/2011 &nbsp;ACT | 11/17/2011 &nbsp;ACT | 2012-11-30 | 2016-05-04 | D |  | Utility--Natural gas fired combustion turbine | Other Facility Wide Pollutants not listed below: PM10 = 14.8 tpy PM2.5 = 14.8 tpy CO2e = 232,639 tpy | Diesel fuel-fired combustion engine (RICE) | 17.11 | Diesel | 732 | HP | Diesel fuel-fired engine for emergency. | Particulate matter, total &lt; 2.5 Âµ (TPM2.5) | Unspecified | (Particulate Matter (PM)) | PM | P | Good combustion practices | 0.0573 | LB/MMBTU | TEST | BACT-PSD | NSPS , NESHAP , OTHER | N | 0 | N | 0 |  |  | 0 |  |  | 0 | 0 | N |  | Top ranking option
MI-0406 | RENAISSANCE POWER LLC | LS POWER DEVELOPMENT LLC | MONTCALM | MI | 48811 | USA | BRADLEY COOLEY | 636-534-3268 | BCOOLEY@LSPOWER.COM | 5 | MI001 | MICHIGAN DEPT OF ENVIRONMENTAL QUALITY | MS. CINDY SMITH | (517)284-6802 | SMITHC17@MICHIGAN.GOV | Please contact the permit engineer, Melissa Byrnes, at 517-284-6790 or at BYRNESM@michigan.gov for technical questions regarding this permit. Thank you. | 51-13 | 4911 | 221112 | 2611705287 | 07/13/2013 &nbsp;ACT | 11/01/2013 &nbsp;ACT | 2014-03-19 | 2016-07-07 | C |  | For technical questions regarding this permit, please contact the permit engineer, Melissa Byrnes, at 517-284-6790. Thank you. | Other facility-wide pollutants not listed below (tpy): PM10=211.19+ PM2.5=205.24+ Lead=0.0027+ CO2e=5,398,441+ Sulfuric Acid Mist=5.67+ | FG-EMGEN7-8; Two (2) 1,000kW diesel-fueled emergency reciprocating internal combustion engines | 17.11 | Diesel | 1000 | kW | 1,000 kW (1,502 hp) each; hours restriction = 500 hours each per year. | Particulate matter, total &lt; 2.5 Âµ (TPM2.5) | Unspecified | (Particulate Matter (PM)) | PM | P | Good combustion practices | 0.15 | G/B-HP-H | TEST PROTOCOL; EACH UNIT. | BACT-PSD | SIP | N | 0 | N | 0 |  |  | 0 |  |  | 0 | 0 | N |  | The PM2.5 emission limit of 0.15 g/bhp-hr applies to each unit.
MI-0421 | GRAYLING PARTICLEBOARD | ARAUCO NORTH AMERICA | CRAWFORD | MI | 49738 | USA | RICH WEBER | 803-431-2046 | RICH.WEBER@ARAUCO-NA.COM | 5 | MI001 | MICHIGAN DEPT OF ENVIRONMENTAL QUALITY | MS. CINDY SMITH | (517)284-6802 | SMITHC17@MICHIGAN.GOV | Please contact the permit engineer, Mr. Andrew Drury, at 517-284-6792 or at drurya@michigan.gov for technical questions related to the permit. Thank you. | 59-16 | 2493 | 321219 | Not Found | 06/30/2016 &nbsp;ACT | 08/26/2016 &nbsp;ACT | 2017-01-27 | 2017-07-20 | A |  | Particleboard manufacturing |  | Emergency Diesel Generator Engine (EUEMRGRICE in FGRICE) | 17.11 | Diesel | 500 | H/YR | One emergency diesel generator engine rated at 1600 kW (EUEMRGRICE in FGRICE). | Particulate matter, total &lt; 2.5 Âµ (TPM2.5) | Unspecified | (Particulate Matter (PM)) | PM | P | Certified engines, good design, operation and combustion practices. Operational restrictions/limited use. | 1.41 | LB/H | TEST PROTOCOL WILL SPECIFY AVG TIME | BACT-PSD | SIP | N | 0 | N | 0 |  |  | 0 |  |  | 0 | 0 | N |  | No technically feasible add on control identified.
MI-0421 | GRAYLING PARTICLEBOARD | ARAUCO NORTH AMERICA | CRAWFORD | MI | 49738 | USA | RICH WEBER | 803-431-2046 | RICH.WEBER@ARAUCO-NA.COM | 5 | MI001 | MICHIGAN DEPT OF ENVIRONMENTAL QUALITY | MS. CINDY SMITH | (517)284-6802 | SMITHC17@MICHIGAN.GOV | Please contact the permit engineer, Mr. Andrew Drury, at 517-284-6792 or at drurya@michigan.gov for technical questions related to the permit. Thank you. | 59-16 | 2493 | 321219 | Not Found | 06/30/2016 &nbsp;ACT | 08/26/2016 &nbsp;ACT | 2017-01-27 | 2017-07-20 | A |  | Particleboard manufacturing |  | Dieself fire pump engine (EUFIREPUMP in FGRICE) | 17.11 | Diesel | 500 | H/YR | One diesel fire pump engine rated at 400 KW (identified as EUFIREPUMP in FGRICE). | Particulate matter, total &lt; 2.5 Âµ (TPM2.5) | Unspecified | (Particulate Matter (PM)) | PM | P | Certified engines. Good design, operation and combustion practices. Operational restrictions/limited use. | 0.18 | LB/H | TEST PROTOCOL WILL SPECIFY AVG TIME | BACT-PSD | SIP | N | 0 | N | 0 |  |  | 0 |  |  | 0 | 0 | N |  | No technically feasible add on control identified.
MI-0423 | INDECK NILES, LLC | INDECK NILES, LLC | CASS | MI | 49120 | USA | MICHAEL DUBOIS | 847-520-3212 | MDUBOIS@INDECKENERGY.COM | 5 | MI001 | MICHIGAN DEPT OF ENVIRONMENTAL QUALITY | MS. CINDY SMITH | (517)284-6802 | SMITHC17@MICHIGAN.GOV | Please contact the permit engineer, Catherine Asselin at 517-284-6786, or at asselinc@michigan.gov, for technical questions regarding the permit. Thank you. | 75-16 | 4911 | 221112 | Not Found | 10/25/2016 &nbsp;ACT | 01/04/2017 &nbsp;ACT | 2017-06-02 | 2018-03-08 | A |  | Natural gas combined cycle power plant. | The permit includes equipment not entered into the RBLC due to a lack of emission limits or material limits; these include a cold cleaner, a number of space heaters, and two fuel tanks. | EUEMENGINE (Diesel fuel emergency engine) | 17.11 | Diesel Fuel | 22.68 | MMBTU/H | a 2,922 horsepower (HP) (2,179 kilowatts (kW)) diesel fueled emergency engine manufactured in 2011 or later and a displacement of <10 liters/cylinder. Restricted to 4 hours/day, except during emergency conditions and stack testing, and 500 hours/year on a 12-month rolling time period basis. | Particulate matter, total &lt; 2.5 Âµ (TPM2.5) | Unspecified | (Particulate Matter (PM)) | PM | P | Good combustion practices. | 1.58 | LB/H | HOURLY | BACT-PSD | SIP | N | 0 | N | 0 |  |  | 0 |  |  | 0 | 0 | N
MI-0425 | GRAYLING PARTICLEBOARD | ARAUCO NORTH AMERICA | CRAWFORD | MI | 49738 | USA | RICH WEBER | 803-431-2046 | RICH.WEBER@ARAUCO-NA.COM | 5 | MI001 | MICHIGAN DEPT OF ENVIRONMENTAL QUALITY | MS. CINDY SMITH | (517)284-6802 | SMITHC17@MICHIGAN.GOV | Please contact the permit engineer, Mr. Andrew Drury, at 517-284-6792 or at drurya@michigan.gov for technical questions regarding this permit. Thank you. | 59-16A | 2493 | 321219 | Not Found | 03/06/2017 &nbsp;ACT | 05/09/2017 &nbsp;ACT | 2017-08-02 | 2017-11-15 | A |  | Particleboard manufacturing. |  | EUEMRGRICE1 in FGRICE (Emergency diesel generator engine) | 17.11 | Diesel | 500 | H/YR | One emergency diesel generator engine rated at 1500 KW (EUEMRGRICE1 in FGRICE). | Particulate matter, total &lt; 2.5 Âµ (TPM2.5) | Unspecified | (Particulate Matter (PM)) | PM | P | Certified engines, good design, operation and combustion practices. Operational restrictions/limited use. | 0.66 | LB/H | TEST PROTOCOL SHALL SPECIFY | BACT-PSD | SIP | N | 0 | N | 0 |  |  | 0 |  |  | 0 | 0 | N |  | No technically feasible add on control identified.
MI-0425 | GRAYLING PARTICLEBOARD | ARAUCO NORTH AMERICA | CRAWFORD | MI | 49738 | USA | RICH WEBER | 803-431-2046 | RICH.WEBER@ARAUCO-NA.COM | 5 | MI001 | MICHIGAN DEPT OF ENVIRONMENTAL QUALITY | MS. CINDY SMITH | (517)284-6802 | SMITHC17@MICHIGAN.GOV | Please contact the permit engineer, Mr. Andrew Drury, at 517-284-6792 or at drurya@michigan.gov for technical questions regarding this permit. Thank you. | 59-16A | 2493 | 321219 | Not Found | 03/06/2017 &nbsp;ACT | 05/09/2017 &nbsp;ACT | 2017-08-02 | 2017-11-15 | A |  | Particleboard manufacturing. |  | EUEMRGRICE2 in FGRICE (Emergency Diesel Generator Engine) | 17.11 | Diesel | 500 | H/YR | One emergency diesel generator engine rated at 1500 KW (EUEMRGRICE2 in FGRICE). | Particulate matter, total &lt; 2.5 Âµ (TPM2.5) | Unspecified | (Particulate Matter (PM)) | PM | P | Certified engines. Good design, operation and combustion practices. Operational restrictions/limited use. | 0.22 | LB/H | TEST PROTOCOL SHALL SPECIFY | BACT-PSD | SIP | N | 0 | N | 0 |  |  | 0 |  |  | 0 | 0 | N |  | No technically feasible add on control identified.
MI-0425 | GRAYLING PARTICLEBOARD | ARAUCO NORTH AMERICA | CRAWFORD | MI | 49738 | USA | RICH WEBER | 803-431-2046 | RICH.WEBER@ARAUCO-NA.COM | 5 | MI001 | MICHIGAN DEPT OF ENVIRONMENTAL QUALITY | MS. CINDY SMITH | (517)284-6802 | SMITHC17@MICHIGAN.GOV | Please contact the permit engineer, Mr. Andrew Drury, at 517-284-6792 or at drurya@michigan.gov for technical questions regarding this permit. Thank you. | 59-16A | 2493 | 321219 | Not Found | 03/06/2017 &nbsp;ACT | 05/09/2017 &nbsp;ACT | 2017-08-02 | 2017-11-15 | A |  | Particleboard manufacturing. |  | EUFIREPUMP in FGRICE (Diesel fire pump engine) | 17.11 | Diesel | 500 | H/YR | One diesel fire pump engine rated at 400 KW (EUFIREPUMP in FGRICE). | Particulate matter, total &lt; 2.5 Âµ (TPM2.5) | Unspecified | (Particulate Matter (PM)) | PM | P | Certified engines. Good design, operation and combustion practices. Operational restrictions/limited use. | 0.18 | LB/H | TEST PROTOCOL SHALL SPECIFY | BACT-PSD | SIP | N | 0 | N | 0 |  |  | 0 |  |  | 0 | 0 | N |  | No technically feasible add on control identified.
NJ-0084 | PSEG FOSSIL LLC SEWAREN GENERATING STATION | PSEG FOSSIL LLC | MIDDLESEX | NJ | 07095-1439 | USA | DOUGLAS GORDON | (973)430-6092 | DOUGLAS.GORDON@PSEG.COM | 2 | NJ001 | NEW JERSEY DEPT OF ENV PROTECTION, DIVISION OF AIR QUALITY | ALIYA KHAN | (609) 292-2169 | Aliya.Khan@dep.nj.gov | David J. Owen: Phone number: 609-633-1129 E-mail: david.owen@dep.nj.gov | 18068/BOP150001 | 4911 | 221112 | 110000801614 | 02/01/2016 &nbsp;ACT | 03/10/2016 &nbsp;ACT | 2016-05-13 | 2018-04-17 | B | http://www.state.nj.us/dep/aqpp/ | PSEG Fossil LLC Sewaren Generating Station (Sewaren or Facility) is located at 751 Cliff Road, Sewaren, New Jersey 07077-1439, Middlesex County, New Jersey. This â€œProjectâ€ to be built at Sewaren would be a 1-on-1 (1 combustion turbine and a single steam turbine) combined-cycle electric generating unit including its ancillary equipment. The electric output of the combined-cycle combustion turbine (CCCT) at ISO conditions will be approximately 345 MW and the approximate output of the steam turbine at these conditions and with 100% supplemental heat input will be 240 MW. | A. The Facility Wide emission Increase given below is from this project. B. The Project will consist of the following equipment: [1] One (1) General Electric (GE) 7HA.02 CCCT nominally rated at 345 MW at ISO conditions without duct firing with a maximum heat input rate of: 3,311 MMBtu/hr(HHV) at (94) degrees F, 47% RH firing natural gas 3,452 MMBtu/hr(HHV) at (0) degrees F, and 50% RH when firing ULSD [2.] One (1) 730 MMBtu/hr (HHV) natural gas-fired duct burner [3] One (1) 80 MMBtu/hr (HHV) natural gas fired auxiliary boiler [4] One (1) 2.60 MMBtu/hr (HHV), 360 brake horsepower, emergency diesel fire pump, [5] One (1) 19.1 MMBtu/hr (HHV), approximately 2,000 kW emergency diesel generator, and, [6] A 3-cell, 13,000 gallon per minute (â€œgpmâ€) auxiliary wet mechanical draft cooling tower. | Diesel Fired Emergency Generator | 17.11 | ULSD | 44 | H/YR |  | Particulate matter, total &lt; 2.5 Âµ (TPM2.5) | Unspecified | (Particulate Matter (PM)) | PM | P | use of ULSD a clean burning fuel, and limited hours of operation | 0.26 | LB/H |  | BACT-PSD | NSPS , OPERATING PERMIT | N | 0 | N | 0 |  |  | 0 |  |  | 0 | 0 | N
OK-0154 | MOORELAND GENERATING STA | WESTERN FARMERS ELECTRIC COOPERATIVE | WOODWARD | OK | 73852 | USA | GERALD BUTCHER | 405-247-4341 | G_BUTCHER@WFEC.COM | 6 | OK001 | OKLAHOMA DEPARTMENT OF ENVIRONMENTAL QUALITY | MR. LEE WARDEN | (405)702-4182 | LEE.WARDEN@DEQ.OK.GOV |  | 2008-302-C(M-1)PSD | 4911 | 221112 | 153-00002 | 08/22/2012 &nbsp;ACT | 07/02/2013 &nbsp;ACT | 2014-06-18 | 2016-07-29 | B |  | WFEC operates the Mooreland Generating Station to generate wholesale electricity which is transmitted over WFECâ€™s system. The facility was originally constructed in 1963. The electricity is sold in rural areas of approximately 3/4 of the state of Oklahoma and part of New Mexico. The Mooreland Generating Station currently consists of three high-pressure boilers that burn locally-produced natural gas. The three high-pressure boilers used to generate electricity and the auxiliary boiler used to heat the facility were constructed before May 31, 1972, and are considered â€œgrandfatheredâ€ from construction permitting requirements. | WFEC submitted a Prevention of Significant Deterioration (PSD) construction permit application for the proposed addition of a combined-cycle combustion turbine and associated support equipment to the existing Mooreland Generating Station | DIESEL-FIRED EMERGENCY GENERATOR ENGINE | 17.11 | DIESEL | 1341 | HP | <100 HR/YR OPERATION. | Particulate matter, total &lt; 2.5 Âµ (TPM2.5) | Unspecified | (Particulate Matter (PM)) | PM | P | COMBUSTION CONTROL. | 0.44 | LB/HR |  | BACT-PSD | N/A | U | 0 | U | 0 |  |  | 0 |  |  | 0 | 0 | N
OK-0156 | NORTHSTAR AGRI IND ENID | NORTHSTAR AGRI INDUSTRIES | GARFIELD | OK | 73701 | USA | JIM DUDLEY | 701-478-5848 | JDUDLEY@NORTHSTARAGRI.COM | 6 | OK001 | OKLAHOMA DEPARTMENT OF ENVIRONMENTAL QUALITY | MR. LEE WARDEN | (405)702-4182 | LEE.WARDEN@DEQ.OK.GOV |  | 2013-0109-C PSD | 2076 | 311223 | Not Found | 01/31/2013 &nbsp;ACT | 07/31/2013 &nbsp;ACT | 2014-06-19 | 2018-05-11 | A |  | The new Northstar Agri Industries â€“ Enid facility will be designed to convert 2,500 TPD of seeds into crude oil and RBD oil. The facility consists of several processing steps to prepare seed and remove up to 100 million gallons per year of crude oil and RBD oil. | FRS Entered as &lsquo;&lsquo;047-00098&lsquo;&lsquo;. Too short for a FRS. The new Northstar Agri Industries â€“ Enid facility will be designed to convert 2,500 TPD of seeds into crude oil and RBD oil. The facility consists of several processing steps to prepare seed and remove up to 100 million gallons per year of crude oil and RBD oil. | Fire Pump Engine | 17.11 | Diesel | 550 | hp |  | Particulate matter, total &lt; 2.5 Âµ (TPM2.5) | Unspecified | (Particulate Matter (PM)) | PM | N |  | 0.2 | GM/HP-HR |  | BACT-PSD | NSPS | U | 0 | U | 0 |  |  | 0 |  |  | 0 | 0 | N |  | NSPS
PR-0009 | ENERGY ANSWERS ARECIBO PUERTO RICO RENEWABLE ENERGY PROJECT | ENERGY ANSWERS ARECIBO, LLC | ARECIBO | PR |  | USA | MARK GREEN | (347)-351-5248 |  | 2 | OT003 | EPA REGION II | MR. FRANK JON | (212)637-4085 | jon.frank@epa.gov | Ms. Viorica Petriman petriman.viorica@epa.gov | R2-PSD 1 | 4953 | 221119 | FRL-9911-10-Region 2 | 11/11/2012 &nbsp;ACT | 04/10/2014 &nbsp;ACT | 2014-10-14 | 2016-05-05 | A |  | Energy Answers Arecibo is a new resource recovery facility capable of producing up to 77 megawatts (MW) of electrical power while combusting municipal solid waste, as the primary fuel. | This is a PSD permit for a new/greenfield facility. | Emergency Diesel Generator | 17.11 | ULSD Fuel oil # 2 | 0 |  | Emergency Generator is rated at 670 BHP and is limited to 500 hr per year (emergency and testing and maintenance, combined) | Particulate matter, total &lt; 2.5 Âµ (TPM2.5) | Unspecified | (Particulate Matter (PM)) | PM | N |  | 0.15 | G/B-HP-H |  | BACT-PSD |  | U | 0 | U | 0.22 | LB/H |  | 0 |  |  | 0 | 0 | N
*AK-0084 | DONLIN GOLD PROJECT | DONLIN GOLD LLC. | BETHEL CENSUS AREA | AK | 99575 | USA | STAN FOO | 907-273-0200 | SFOO@DONLINGOLD.COM | 10 | AK001 | ALASKA DEPT OF ENVIRONMENTAL CONS | MR. JIM PLOSAY | (907) 465-5103 | JOHN.KUTERBACH@ALASKA.GOV | AK DEC DIV. OF AIR QUALITY 410 WILLOUGHBY AVE. SUITE 303 JUNEAU, AK 99801 | AQ0934CPT01 | 1041 | 212221 | Not Entered | 10/15/2015 &nbsp;ACT | 06/30/2017 &nbsp;ACT | 2018-06-21 | 2018-06-22 | A | http://dec.alaska.gov/Applications/Air/airtoolsweb/Home/ViewAttachment/16763360/d1h2U6BIY-j857LFU-WYmw2 | The Donlin Gold Project is a gold mine located 12 miles north of Crooked Creek, Alaska on the Kuskokwim River, about 280 miles northwest of Anchorage. The deposit has proven and probable reserves estimated at 33.9 million ounces of gold at 2.1 g/t and could produce up to 1.5 million ounces annually. SIC Code 1041; NAICS Code 212221. |  | Black Start and Emergency Internal Cumbustion Engines | 17.11 | Diesel | 1500 | kWe | Two (2) 600 kWe black start diesel generators and four (4) 1,500 kWe emergency diesel generators. | Particulate matter, total (TPM) | Unspecified | (Particulate Matter (PM)) | PM | P | Clean Fuel and Good Combustion Practices | 0.25 | G/KW-HR | 3-HOUR AVERAGE | BACT-PSD | NSPS | U | 0 | U | 0 |  |  | 0 |  |  | 0 | 0 | N |  | NSPS Subpart IIII engines
*AK-0084 | DONLIN GOLD PROJECT | DONLIN GOLD LLC. | BETHEL CENSUS AREA | AK | 99575 | USA | STAN FOO | 907-273-0200 | SFOO@DONLINGOLD.COM | 10 | AK001 | ALASKA DEPT OF ENVIRONMENTAL CONS | MR. JIM PLOSAY | (907) 465-5103 | JOHN.KUTERBACH@ALASKA.GOV | AK DEC DIV. OF AIR QUALITY 410 WILLOUGHBY AVE. SUITE 303 JUNEAU, AK 99801 | AQ0934CPT01 | 1041 | 212221 | Not Entered | 10/15/2015 &nbsp;ACT | 06/30/2017 &nbsp;ACT | 2018-06-21 | 2018-06-22 | A | http://dec.alaska.gov/Applications/Air/airtoolsweb/Home/ViewAttachment/16763360/d1h2U6BIY-j857LFU-WYmw2 | The Donlin Gold Project is a gold mine located 12 miles north of Crooked Creek, Alaska on the Kuskokwim River, about 280 miles northwest of Anchorage. The deposit has proven and probable reserves estimated at 33.9 million ounces of gold at 2.1 g/t and could produce up to 1.5 million ounces annually. SIC Code 1041; NAICS Code 212221. |  | Twelve (12) Large ULSD/Natural Gas-Fired Internal Combustion Engines | 17.11 | Diesel and Natural Gas | 143.5 | MMBtu/hr | Twelve 17-MW Wartsila 18V50DF ULSD/Natural Gas-Fired Internal Combustion Engines. Each engine rated at: 143.5 MMBtu/hr on ULSD 141.4 MMBtu/hr on natural gas | Particulate matter, total (TPM) | Unspecified | (Particulate Matter (PM)) | PM | P | Clean Fuel and Good Combustion Practices | 0.29 | G/KW-HR (ULSD) | 3-HOUR AVERAGE | BACT-PSD |  | U | 0 | N | 0.13 | G/KW-HR (NATURAL GAS | 3-HOUR AVERAGE | 0 |  |  | 0 | 0 | N |  | Potential particulate matter emissions of 47.0 tpy for each engine (EU 1-12).
*KS-0036 | WESTAR ENERGY - EMPORIA ENERGY CENTER | WESTAR ENERGY | LYON | KS | 66801 | USA | STEPHANIE HIRNER | 785-575-8447 |  | 7 | KS001 | KANSAS DEPT. OF HEALTH & ENVIRONMENT, BR. OF AIR & RADIATION, KS | GYANENDRA PRASAI, PE | 785-296-6427 | Gyanendra.X.Prasai@ks.gov | Gerald McIntyre, E-mail address: Gerald.McIntyre@ks.gov; | C-10656 | 4911 | 221112 | Not Found | 10/16/2012 &nbsp;ACT | 03/18/2013 &nbsp;ACT | 2017-08-23 | 2017-08-25 | C |  | The Westar Energy - Emporia Energy Center (Source ID: 1110046) is a fossil fuel power generation facility located in Emporia, Kansas. | This PSD permit with tracking number C-10656 is a modification of PSD permits C-9132 (issued on 5/5/2011) and C-7072 (issued 4/17/2007). | Caterpillar C18DITA Diesel Engine Generator | 17.11 | No. 2 Distillate Fuel Oil | 900 | BHP |  | Particulate matter, total (TPM) | Unspecified | (Particulate Matter (PM)) | PM | P | utilize efficient combustion/design technology | 0.066 | G/BHP-H |  | BACT-PSD |  | U | 0 | U | 0 |  |  | 0 |  |  | 0 | 0 | N
*PA-0310 | CPV FAIRVIEW ENERGY CENTER | CPV FAIRVIEW, LLC | CAMBRIA | PA |  | USA |  |  |  | 3 | PA001 | PENNSYLVANIA DEPT OF ENVIRONMENTAL PROTECTION, BUREAU OF AIR QUALITY | MR. ROBERT COOK | (717)772-3974 | rwcook@pa.gov |  | 11-00536A | 4911 | 221112 | 110064823721 | 09/15/2015 &nbsp;ACT | 09/02/2016 &nbsp;ACT | 2017-07-18 | 2017-07-31 | A |  | This plan approval authorizes CPV Fairview, LLC to construct and temporarily operate the Fairview Energy Center. Air contamination sources and air cleaning devices authorized for construction and temporary operation under this plan approval include: A combined cycle electric generating unit consisting of two (2) General Electric (&quot;GE&quot;) 7HA.02 &quot;H&quot;-class combustion turbines each with maximum fuel type-based heat input of 3,338-MMBtu/hr (natural gas), 3,274-MMBtu/hr (ULSD), 3,199 MMBtu/hr (ethane blend), and equipped with dry low-NOx combustors and evaporative turbine intake cooling; two (2) heat recovery steam generators (HRSGs) each equipped with a low-NOx duct burner with maximum heat input of 425-MMBtu/hr, and a common steam turbine generator. Exhaust emissions from each combined cycle electric generating unit will be controlled by oxidation catalyst and selective catalytic reduction (SCR). - One (1) up to 12-cell mechanical draft wet cooling tower with high-efficiency drift eliminator. - One (1) natural gas-fired auxiliary boiler with maximum heat input of 92.4 MMBtu/hr. - One (1) natural gas-fired dew point heater with maximum heat input of 12.8 MMBtu/hr. - One (1) natural gas-fired dew point heater with maximum heat input of 3.2 MMBtu/hr. - Two (2) 1,500-ekW diesel-fired emergency genset engines. - One (1) 422-bhp diesel-fired fire water pump engine. - One (1) 1,000,000-gallon ULSD storage tank. - Eight (8) sulfur hexafluoride (SF6) circuit breakers. - Plant roadways. - Natural gas and ethane blend piping components. |  | Emergency Generator Engines | 17.11 | ULSD | 0 |  | (2) 1500 kW emergency diesel genset. Emission limitations are for each genset and fuel is restricted to ULSD (15 ppm) and each is restricted to 100 hrs on a 12-month rolling basis. | Particulate matter, total (TPM) | Unspecified | (Particulate Matter (PM)) | PM | N |  | 0.15 | G/BHP-HR |  | BACT-PSD | NSPS | U | 0 | U | 0 |  |  | 0 |  |  | 0 | 0 | N
*PA-0311 | MOXIE FREEDOM GENERATION PLANT | MOXIE FREEDOM LLC | LUZERNE | PA | 18603 | USA |  |  |  | 3 | PA001 | PENNSYLVANIA DEPT OF ENVIRONMENTAL PROTECTION, BUREAU OF AIR QUALITY | MR. ROBERT COOK | (717)772-3974 | rwcook@pa.gov |  | 40-00129A | 4911 | 221112 | 110064098541 | 10/06/2014 &nbsp;ACT | 09/01/2015 &nbsp;ACT | 2017-07-28 | 2017-07-31 | A |  | The Project is for the construction and operation of two identical 1 x 1 power blocks, each consisting of a combustion gas turbine (CGT or CT) and a steam turbine (ST) configured in single shaft alignment, where each CT and ST train share one common electric generator. The turbines to be used for this project are Two General Electric (GE) 7HA.02 CTs, each in 1 x 1 single shaft combined- cycle power islands. Each CT and duct burner will exclusively fire pipeline-quality natural gas. The HRSGs will be equipped with selective catalytic reduction (SCR) to minimize nitrogen oxide (NOx) emissions and oxidation catalysts to minimize carbon monoxide (CO) and volatile organic compound (VOC) emissions from the CTs and DBâ€™s. The Project will also include several pieces of ancillary equipment. The list of equipment includes: One fuel gas dew-point heater - natural gas fired, common for all CTs Two CT inlet evaporative coolers - one for each CT (not emissions sources) Two air-cooled condensers (ACCs) - one for each HRSG (not emissions sources) One auxiliary boiler, natural gas-fired One diesel engine powered emergency generator One diesel engine powered fire water pump Diesel fuel, lubricating oil, and aqueous ammonia storage tanks The project once operational will produce 1050 MW Electric Generation |  | Emergency Generator | 17.11 |  | 0 |  | Sulfur content of the diesel fuel combusted by the emergency diesel generator shall not exceed 15 ppm. Shall maintain and operate the source in accordance with good engineering practice. | Particulate matter, total (TPM) | Unspecified | (Particulate Matter (PM)) | PM | N |  | 0.04 | G/HP-HR |  | BACT-PSD | NSPS | U | 0 | U | 0.003 | TPY | 12-MONTH ROLLING BASIS | 0 |  |  | 0 | 0 | N
*PA-0311 | MOXIE FREEDOM GENERATION PLANT | MOXIE FREEDOM LLC | LUZERNE | PA | 18603 | USA |  |  |  | 3 | PA001 | PENNSYLVANIA DEPT OF ENVIRONMENTAL PROTECTION, BUREAU OF AIR QUALITY | MR. ROBERT COOK | (717)772-3974 | rwcook@pa.gov |  | 40-00129A | 4911 | 221112 | 110064098541 | 10/06/2014 &nbsp;ACT | 09/01/2015 &nbsp;ACT | 2017-07-28 | 2017-07-31 | A |  | The Project is for the construction and operation of two identical 1 x 1 power blocks, each consisting of a combustion gas turbine (CGT or CT) and a steam turbine (ST) configured in single shaft alignment, where each CT and ST train share one common electric generator. The turbines to be used for this project are Two General Electric (GE) 7HA.02 CTs, each in 1 x 1 single shaft combined- cycle power islands. Each CT and duct burner will exclusively fire pipeline-quality natural gas. The HRSGs will be equipped with selective catalytic reduction (SCR) to minimize nitrogen oxide (NOx) emissions and oxidation catalysts to minimize carbon monoxide (CO) and volatile organic compound (VOC) emissions from the CTs and DBâ€™s. The Project will also include several pieces of ancillary equipment. The list of equipment includes: One fuel gas dew-point heater - natural gas fired, common for all CTs Two CT inlet evaporative coolers - one for each CT (not emissions sources) Two air-cooled condensers (ACCs) - one for each HRSG (not emissions sources) One auxiliary boiler, natural gas-fired One diesel engine powered emergency generator One diesel engine powered fire water pump Diesel fuel, lubricating oil, and aqueous ammonia storage tanks The project once operational will produce 1050 MW Electric Generation |  | Fire Pump Engine | 17.11 | diesel | 0 |  | Sulfur content of the diesel fuel combusted by the fire engine pump shall not exceed 15 ppm. Shall maintain and operate the source in accordance with good engineering practice. | Particulate matter, total (TPM) | Unspecified | (Particulate Matter (PM)) | PM | N |  | 0.2 | G/HP-HR |  | BACT-PSD | NSPS | U | 0 | U | 0.006 | TPY | 12-MONTH ROLLING BASIS | 0 |  |  | 0 | 0 | N
AK-0071 | INTERNATIONAL STATION POWER PLANT | CHUGACH ELECTRIC ASSOCIATION, INC. | MUNCIPALITY OF ANCHORAGE | AK | 99518-1074 | USA | GREG ARTHUR | (907) 762-4492 | GREG_ARTHUR@CHUGACHELECTRIC.COM | 10 | AK001 | ALASKA DEPT OF ENVIRONMENTAL CONS | MR. JIM PLOSAY | (907) 465-5103 | JOHN.KUTERBACH@ALASKA.GOV | Dr. Fathima Zeena" Siddeek 410 Willoughby Way Ste. 303 Juneau | AK 99811" | AQ0164CPT01 | 4911 | 221112 | Not Applicable | 03/31/2010 &nbsp;ACT | 12/20/2010 &nbsp;ACT | 2010-12-20 | B | http://dec.alaska.gov/air/ap/docs/AQ0164CPT01finper.pdf | Combined Cycle Power Power Plant |  | Caterpillar 3215C Black Start Generator (1) | 17.11 | ULSD | 1500 | KW-e |  | Particulate matter, total (TPM) | Unspecified | (Particulate Matter (PM)) | PM | P | Good Combustion Practices | 0.03 | G/HP-H | INSTANTANEOUS | BACT-PSD |  | U | 0 | U | 0 |  |  | 0 |  |  | 0 | 0 | N |  | Cost analysis not conducted since cost was not a factor in BACT determination.
AL-0251 | HILLABEE ENERGY CENTER | CER GENERATION | TALLAPOOSA | AL |  | USA | TONY DIEMEL | 4136150637 | TONY.W.DIEMEL@CONSTELLATION.COM | 4 | AL001 | ALABAMA DEPT OF ENVIRONMENTAL MGMT | MR. DALE HURST | (334) 271-7882 | ADH@ADEM.STATE.AL.US | AMY GRAHAM (334) 271-7867 | 310-0022-X001 | 4911 | 221119 | not found | 07/09/2008 &nbsp;ACT | 09/24/2008 &nbsp;ACT | 2011-03-22 | 2015-02-09 | A |  | ENERGY PLANT |  | EMERGENCY GENERATOR | 17.11 | DIESEL | 600 | EKW |  | Particulate matter, total (TPM) | Unspecified | (Particulate Matter (PM)) | PM | N | LOW SULFUR DIESEL FUEL | 0 |  |  | BACT-PSD |  | U | 0 | N | 0 |  |  | 0 |  |  | 0 | 0 | N |  | Contact permitting agency for emissions information.
CA-1191 | VICTORVILLE 2 HYBRID POWER PROJECT | CITY OF VICTORVILLE | SAN BERNARDINO | CA | 92394 | USA | JOHN B. ROBERTS |  |  | 9 | OT010 | EPA REGION IX | MR. GERARDO RIOS | (415)972-3974 | rios.gerardo@epa.gov |  | SE 07-02 | 4911 | 221112 | 110040578862 | 06/13/2007 &nbsp;ACT | 03/11/2010 &nbsp;ACT | 2012-11-07 | 2017-12-14 | A | http://www.epa.gov/region9/air/permit/r9-permits-issued.html | 563 MW power plant comprised of a hybrid of natural gas-fired combined cycle generating equipment integrated with solar thermal components |  | EMERGENCY ENGINE | 17.11 | DIESEL | 2000 | KW | 2000 KW (2,683 hp) engine | Particulate matter, total (TPM) | Other - EPA Method 5 and 202, or CTM 039 or CTM 040 | (Particulate Matter (PM)) | PM | P | OPERATIONAL RESTRICTION OF 50 HR/YR; USE OF ULTRA LOW SULFUR FUEL NOT TO EXCEED 15 PPMVD FUEL SULFUR | 0.2 | G/KW-H |  | BACT-PSD |  | U | 0 | U | 0.15 | G/HP-H |  | 0 |  |  | 0 | 0 | N
CA-1212 | PALMDALE HYBRID POWER PROJECT | CITY OF PALMDALE | LOS ANGELES | CA | 93535 | USA | STEVE WILLIAMS |  |  | 9 | OT010 | EPA REGION IX | MR. GERARDO RIOS | (415)972-3974 | rios.gerardo@epa.gov |  | SE 09-01 | 4911 | 221112 |  | 08/19/2011 &nbsp;ACT | 10/18/2011 &nbsp;ACT | 2012-11-11 | 2014-01-27 | A | http://www.epa.gov/region9/air/permit/r9-permits-issued.html | 570 MW NATURAL GAS FIRED COMBINED CYCLE POWER PLANT WITH AN INTEGRATED 50 MW SOLAR THERMAL PLANT | NOTE: FINAL PSD PERMIT ISSUED ON 11/18/2011. PERMIT APPEALED TO THE ENVIRONMENTAL APPEALS BOARD, AND EAB DENIED REVIEW OF THIS APPEAL ON 9/17/2012. PETITIONER FILED A PETITION FOR REVIEW WITH THE 9TH CIRCUIT FEDERAL COURT. THIS COURT CASE WAS DISMISSED ON 10/28/2013. | EMERGENCY IC ENGINE | 17.11 | DIESEL | 2683 | HP | UNIT IS 2000 KW. | Particulate matter, total (TPM) | Other - EPA METHODS 5 & 202, OR 201A & 202 | (Particulate Matter (PM)) | PM | P | USE ULTRA LOW SULFUR FUEL | 0.2 | G/KW-H |  | BACT-PSD |  | U | 0 | U | 0.15 | G/HP-H |  | 0 |  |  | 0 | 0 | N
FL-0322 | SWEET SORGHUM-TO-ETHANOL ADVANCED BIOREFINERY | SOUTHEAST RENEWABLE FUELS (SRF), LLC | HENDRY COUNTY | FL | 33440 | USA | DON MARKLEY | 954-492-1588 | DMARKLEY@SERENEWABLE.COM | 4 | FL001 | FLORIDA DEPT. OF ENVIRONMENTAL PROTECTION | MR. DAVID READ | (850) 717-9000 | David.Read@dep.state.fl.us | Alvaro Linero, P.E. Administrator alvaro.linero@dep.state.fl.us Phone: 850-717-9076 David Read, Engineer david.read@dep.state.fl.us Phone: 850-717-9075 Teresa Heron, Engineer teresa.heron@dep.state.fl.us phone: 850-717-9082 | PSD-FL-412 (0510032-001-AC) | 2869 | 325193 | Not Applicable | 03/19/2010 &nbsp;ACT | 12/23/2010 &nbsp;ACT | 2011-01-31 | 2011-07-06 | A | http://www.dep.state.fl.us/Air/emission/bioenergy/southern_renewables.htm | The SRF facility will be located just East of County Road (CR) 835 at the intersection with Hill Grade Road and approximately 13 miles south southwest of Clewiston/Lake Okeechobee in Hendry County. Hendry County is bounded by Lee County to the west, Glades County to the north, Collier County to the south, Palm Beach County to the east and Broward County to the southeast. Lake Okeechobee is located immediately northeast of Hendry County. The Big Cypress Seminole Indian Reservation is located approximately 18 miles south southeast of the site entrance. Most of Hendry County is agricultural. | The applicant proposes to construct a sweet sorghum-to-ethanol advanced biorefinery with a capacity of 22.11 million gallons per year (MGPY). The sweet sorghum will be grown on adjacent farmland. The sweet sorghum juice will be squeezed from the sorghum stalks, fermented, distilled and blended to make a range of ethanol/gasoline products. The leftover stalk fiber (bagasse) and other parts of the plant (harvest field residue) will be combusted in a cogeneration biomass boiler to make process steam and up to 30 megawatts (MW, gross) of electricity. The applicant also plans to use sweet sorghum molasses in the ethanol process when sweet sorghum is not available. Wood and yard waste will be used as a backup and supplemental fuel for the biomass boiler. | Emergency Generators, Two 2682 HP EA | 17.11 | ULSD | 0 |  | Two emergency generators, each rated at 2,000 kW, will be installed to provide backup electrical power in the event of a power outage at the SRF facility. The engines will fire ULSD fuel oil or propane and each will be limited to 500 hours per year of operation during emergencies. Each unit will be operated no more than 100 hours per year for testing and maintenance purposes per 40 CFR 60, Subpart IIII. Each engine will be designed to meet USEPAâ€™s emission standards listed in 40 CFR Part 60 Subpart IIII for model year 2006 or later. | Particulate matter, total (TPM) | Other - Manufacturer Certification | (Particulate Matter (PM)) | PM | N |  | 0.2 | G/KW-H |  | BACT-PSD |  | U | 0 | U | 0 |  |  | 0 |  |  | 0 | 0 | N |  | The emergency generators shall comply with the emission limit and demonstrate compliance in accordance with the procedures given in NSPS 40 CFR 60, Subpart IIII. Manufacturer certification may be provided to the Department in lieu of actual testing. These emergency generators are Stationary Compression Ignition Internal Combustion Engines (Stationary ICE) and shall comply with applicable provisions of 40 CFR 60, Subpart IIII, including emission testing or certification.
FL-0328 | ENI - HOLY CROSS DRILLING PROJECT | ENI U.S. OPERATING COMPANY, INC. |  | FL |  | USA |  |  |  | 4 | OT005 | EPA REGION IV | MS. KATY R. FORNEY | (404) 562-9130 | forney.kathleen@epa.gov |  | OCS-EPA-R4007 | 1382 | 211112 | Not Available | 10/20/2010 &nbsp;ACT | 10/27/2011 &nbsp;ACT | 2011-10-31 | 2016-04-14 | A | http://www.epa.gov/region4/air/permits/OCSPermits/EniOCS.html | The project, known as the Holy Cross Drilling Project, will mobilize the Pathfinder drillship, and support vessels to drill in the Gulf of Mexico, Lloyd Ridge lease block 411, to determine the presence of natural gas. The exploratory drilling activity will consist of two phases: the initial drilling phase and the well completion phase; the Pathfinder will complete both phases. The operation will last up to two years, and based on applicable permitting regulations, is a â€œtemporary sourceâ€ for PSD permitting purposes. | Sys Admin: (Will Remove Note on Completion) 2/24/16 Talked to Region 4 and they did not know each polt was to be listed separately. Editor, Andrew Porter, will go into this det and correct the problem. ==================================== | Crane Engines (units 1 and 2) | 17.11 | Diesel | 0 |  | Caterpillar 3408 - 1997 model year engines | Particulate matter, total (TPM) | Unspecified | (Particulate Matter (PM)) | PM | P | Use of certified EPA Tier 1 engines and good combustion practices based on the current manufacturerâ€™s specifications for this engine. | 0.6 | TONS PER YEAR | 12-MONTH ROLLING | BACT-PSD |  | U | 0 | U | 0 |  |  | 0 |  |  | 0 | 0 | N |  | PM/PM10/PM2.5 have same emission limit.
FL-0328 | ENI - HOLY CROSS DRILLING PROJECT | ENI U.S. OPERATING COMPANY, INC. |  | FL |  | USA |  |  |  | 4 | OT005 | EPA REGION IV | MS. KATY R. FORNEY | (404) 562-9130 | forney.kathleen@epa.gov |  | OCS-EPA-R4007 | 1382 | 211112 | Not Available | 10/20/2010 &nbsp;ACT | 10/27/2011 &nbsp;ACT | 2011-10-31 | 2016-04-14 | A | http://www.epa.gov/region4/air/permits/OCSPermits/EniOCS.html | The project, known as the Holy Cross Drilling Project, will mobilize the Pathfinder drillship, and support vessels to drill in the Gulf of Mexico, Lloyd Ridge lease block 411, to determine the presence of natural gas. The exploratory drilling activity will consist of two phases: the initial drilling phase and the well completion phase; the Pathfinder will complete both phases. The operation will last up to two years, and based on applicable permitting regulations, is a â€œtemporary sourceâ€ for PSD permitting purposes. | Sys Admin: (Will Remove Note on Completion) 2/24/16 Talked to Region 4 and they did not know each polt was to be listed separately. Editor, Andrew Porter, will go into this det and correct the problem. ==================================== | Crane Engines (units 3 and 4) | 17.11 | Diesel | 0 |  | Caterpillar 3406 - 2008 model year engines | Particulate matter, total (TPM) | Unspecified | (Particulate Matter (PM)) | PM | P | Use of good combustion practices, based on the current manufacturerâ€™s specifications for this engine | 1.3 | TONS PER YEAR | 12-MONTH ROLLING | BACT-PSD |  | U | 0 | U | 0 |  |  | 0 |  |  | 0 | 0 | N |  | PM/PM10/PM2.5 has same emission limit
FL-0328 | ENI - HOLY CROSS DRILLING PROJECT | ENI U.S. OPERATING COMPANY, INC. |  | FL |  | USA |  |  |  | 4 | OT005 | EPA REGION IV | MS. KATY R. FORNEY | (404) 562-9130 | forney.kathleen@epa.gov |  | OCS-EPA-R4007 | 1382 | 211112 | Not Available | 10/20/2010 &nbsp;ACT | 10/27/2011 &nbsp;ACT | 2011-10-31 | 2016-04-14 | A | http://www.epa.gov/region4/air/permits/OCSPermits/EniOCS.html | The project, known as the Holy Cross Drilling Project, will mobilize the Pathfinder drillship, and support vessels to drill in the Gulf of Mexico, Lloyd Ridge lease block 411, to determine the presence of natural gas. The exploratory drilling activity will consist of two phases: the initial drilling phase and the well completion phase; the Pathfinder will complete both phases. The operation will last up to two years, and based on applicable permitting regulations, is a â€œtemporary sourceâ€ for PSD permitting purposes. | Sys Admin: (Will Remove Note on Completion) 2/24/16 Talked to Region 4 and they did not know each polt was to be listed separately. Editor, Andrew Porter, will go into this det and correct the problem. ==================================== | Emergency Engine | 17.11 | Diesel | 0 |  | MAN D-2842 LE model engine | Particulate matter, total (TPM) | Unspecified | (Particulate Matter (PM)) | PM | P | Use of good combustion practices, based on the current manufacturerâ€™s specifications for this engine | 0.03 | TONS PER YEAR | 12-MONTH ROLLING | BACT-PSD |  | U | 0 | U | 0 |  |  | 0 |  |  | 0 | 0 | N |  | PM/PM10/PM2.5 have same emission rate
FL-0328 | ENI - HOLY CROSS DRILLING PROJECT | ENI U.S. OPERATING COMPANY, INC. |  | FL |  | USA |  |  |  | 4 | OT005 | EPA REGION IV | MS. KATY R. FORNEY | (404) 562-9130 | forney.kathleen@epa.gov |  | OCS-EPA-R4007 | 1382 | 211112 | Not Available | 10/20/2010 &nbsp;ACT | 10/27/2011 &nbsp;ACT | 2011-10-31 | 2016-04-14 | A | http://www.epa.gov/region4/air/permits/OCSPermits/EniOCS.html | The project, known as the Holy Cross Drilling Project, will mobilize the Pathfinder drillship, and support vessels to drill in the Gulf of Mexico, Lloyd Ridge lease block 411, to determine the presence of natural gas. The exploratory drilling activity will consist of two phases: the initial drilling phase and the well completion phase; the Pathfinder will complete both phases. The operation will last up to two years, and based on applicable permitting regulations, is a â€œtemporary sourceâ€ for PSD permitting purposes. | Sys Admin: (Will Remove Note on Completion) 2/24/16 Talked to Region 4 and they did not know each polt was to be listed separately. Editor, Andrew Porter, will go into this det and correct the problem. ==================================== | Emergency Fire Pump Engine | 17.11 | Diesel | 0 |  | Detroit 8V-92 TA model engine | Particulate matter, total (TPM) | Unspecified | (Particulate Matter (PM)) | PM | P | Use of good combustion practices, based on the current manufacturerâ€™s specifications for this engine | 0.002 | TONS PER YEAR | 12-MONTH ROLLING | BACT-PSD |  | U | 0 | U | 0 |  |  | 0 |  |  | 0 | 0 | N |  | PM/PM10/PM2.5 have same emission limit
FL-0332 | HIGHLANDS BIOREFINERY AND COGENERATION PLANT | HIGHLANDS ENVIROFUELS (HEF), LLC | HIGHLAND COUNTY | FL | 33852 | USA | BRADLEY KROHN | 813-425-5478 | BKROHN@USENVIROFUELS.COM | 4 | FL001 | FLORIDA DEPT. OF ENVIRONMENTAL PROTECTION | MR. DAVID READ | (850) 717-9000 | David.Read@dep.state.fl.us | KRIS LANH - RBLC COORDINATOR ( KRIS.LANH@DEP.STATE.FL.US ) DAVID REED - PERMIT ENGINEER FOR THIS PROJECT, EMAIL: DAVID.REED@DEP.STATE.FL.US PH. 850-717-9075 | PSD-FL-416, 0550063-001-AC | 2869 | 221119 | No FRS Number | 06/28/2011 &nbsp;ACT | 09/23/2011 &nbsp;ACT | 2012-05-17 | 2012-10-11 | U | http://appprod.dep.state.fl.us/air/emission/apds/listpermits.asp | THIS PROJECT INVOLVES THE CONSTRUCTION OF A SUGARCANE AND SWEET SORGHUM-TO-ETHANOL ADVANCED BIOREFINERY WITH A MAXIMUM ANNUAL ETHANOL (C2H5OH) PRODUCTION RATE OF 36 MILLION GALLONS PER YEAR (MGPY). THE CANE (I.E. THE SUGARCANE AND SORGHUM) WILL BE GROWN ON NEARBY FARMLAND. THE JUICE WILL BE SQUEEZED FROM THE FEEDSTOCK STALKS, FERMENTED, DISTILLED AND BLENDED TO MAKE A RANGE OF ETHANOL/GASOLINE PRODUCTS, INCLUDING E-85 (AN 85/15 ETHANOL/GASOLINE BLEND). THE LEFTOVER STALK FIBER (BAGASSE) WILL BE COMBUSTED IN A COGENERATION BIOMASS BOILER (458.5 MMBTU/HR ON A 24-HOUR BASIS) TO MAKE PROCESS STEAM AND UP TO 30 MEGAWATTS (MW, GROSS) OF ELECTRICITY. IN ADDITION TO BAGASSE, THE BOILER WILL USE SUPPLEMENTAL BIOMASS CONSISTING OF ENERGY CROPS, WOOD CHIPS AND VEGETATIVE DEBRIS. NATURAL GAS WILL BE USED FOR STARTUP SHUTDOWN AND FLAME STABILIZATION AND DURING A DISRUPTION IN THE BIOMASS SUPPLY. | THE ONLY SIGNIFICANT EMISSION UNITS ARE THE BIOMASS BOILER (EU 002) AND THE ETHANOL PRODUCTION PROCESS (EU 004). | 2000 KW Emergency Equipment | 17.11 |  | 0 |  | One emergency generator rated at 2,000 kW (2,682 HP) will be installed to provide backup electrical power in the event of a power outage at the HEF facility. The generator will fire ULSD fuel oil or natural gas and will be limited to 500 hours per year of operation during emergencies. The unit will be operated no more than 100 hours per year for testing and maintenance purposes per 40 CFR 60, Subpart IIII. The engine will be designed to meet US EPAâ€™s emission standards listed in 40 CFR Part 60 Subpart IIII for model year 2006 or later. | Particulate matter, total (TPM) | Other - Compliance with NSPS, Subpart IIII | (Particulate Matter (PM)) | PM | P | See Pollutant Notes. | 0.2 | G/KW-H |  | BACT-PSD | NSPS | U | 0 | U | 0 |  |  | 0 |  |  | 0 | 0 | N |  | The emergency generator shall comply with the following emission limits and demonstrate compliance in accordance with the procedures given in NSPS 40 CFR 60, Subpart IIII the language of which is given in Appendix IIII. Manufacturer certification can be provided to the Department in lieu of actual stack testing.
FL-0332 | HIGHLANDS BIOREFINERY AND COGENERATION PLANT | HIGHLANDS ENVIROFUELS (HEF), LLC | HIGHLAND COUNTY | FL | 33852 | USA | BRADLEY KROHN | 813-425-5478 | BKROHN@USENVIROFUELS.COM | 4 | FL001 | FLORIDA DEPT. OF ENVIRONMENTAL PROTECTION | MR. DAVID READ | (850) 717-9000 | David.Read@dep.state.fl.us | KRIS LANH - RBLC COORDINATOR ( KRIS.LANH@DEP.STATE.FL.US ) DAVID REED - PERMIT ENGINEER FOR THIS PROJECT, EMAIL: DAVID.REED@DEP.STATE.FL.US PH. 850-717-9075 | PSD-FL-416, 0550063-001-AC | 2869 | 221119 | No FRS Number | 06/28/2011 &nbsp;ACT | 09/23/2011 &nbsp;ACT | 2012-05-17 | 2012-10-11 | U | http://appprod.dep.state.fl.us/air/emission/apds/listpermits.asp | THIS PROJECT INVOLVES THE CONSTRUCTION OF A SUGARCANE AND SWEET SORGHUM-TO-ETHANOL ADVANCED BIOREFINERY WITH A MAXIMUM ANNUAL ETHANOL (C2H5OH) PRODUCTION RATE OF 36 MILLION GALLONS PER YEAR (MGPY). THE CANE (I.E. THE SUGARCANE AND SORGHUM) WILL BE GROWN ON NEARBY FARMLAND. THE JUICE WILL BE SQUEEZED FROM THE FEEDSTOCK STALKS, FERMENTED, DISTILLED AND BLENDED TO MAKE A RANGE OF ETHANOL/GASOLINE PRODUCTS, INCLUDING E-85 (AN 85/15 ETHANOL/GASOLINE BLEND). THE LEFTOVER STALK FIBER (BAGASSE) WILL BE COMBUSTED IN A COGENERATION BIOMASS BOILER (458.5 MMBTU/HR ON A 24-HOUR BASIS) TO MAKE PROCESS STEAM AND UP TO 30 MEGAWATTS (MW, GROSS) OF ELECTRICITY. IN ADDITION TO BAGASSE, THE BOILER WILL USE SUPPLEMENTAL BIOMASS CONSISTING OF ENERGY CROPS, WOOD CHIPS AND VEGETATIVE DEBRIS. NATURAL GAS WILL BE USED FOR STARTUP SHUTDOWN AND FLAME STABILIZATION AND DURING A DISRUPTION IN THE BIOMASS SUPPLY. | THE ONLY SIGNIFICANT EMISSION UNITS ARE THE BIOMASS BOILER (EU 002) AND THE ETHANOL PRODUCTION PROCESS (EU 004). | 600 HP Emergency Equipment | 17.11 | Ultra-Low Sulfur Oil | 0 |  | One 600 hp diesel fire pump engine will be installed to provide firewater during power outages. This unit will fire ULSD fuel oil or natural gas and will be limited to 500 hours per year of operation. This unit will be operated no more than 100 hours per year for testing and maintenance purposes per 40 CFR 60, Subpart IIII. The engine will be designed to meet US EPAâ€™s emission standards listed in 40 CFR Part 60 Subpart IIII for model year 2009 or later. | Particulate matter, total (TPM) | Other - Compliance witht the NSPS, Subpart IIII | (Particulate Matter (PM)) | PM | P | See Pollutant Notes. | 0.15 | G/HP-H |  | BACT-PSD | NSPS | U | 0 | U | 0 |  |  | 0 |  |  | 0 | 0 | N |  | The emergency fire pump engine shall comply with the following emission limits and demonstrate compliance in accordance with the procedures given in NSPS 40 CFR 60, Subpart IIII. Manufacturer certification may be provided to the Department in lieu of actual testing.
FL-0338 | SAKE PROSPECT DRILLING PROJECT | BHP BILLITON PETROLEUM, INC. |  | FL |  | USA |  |  |  | 4 | OT005 | EPA REGION IV | MS. KATY R. FORNEY | (404) 562-9130 | forney.kathleen@epa.gov |  | OCS-EPA-R4008 | 1381 | 211111 | NA | 03/10/2011 &nbsp;ACT | 05/30/2012 &nbsp;ACT | 2014-02-28 | 2016-05-04 | A | http://www.regulations.gov/#!documentDetail;D=EPA-R04-OAR-2012-0239-0037 | The facility consists of a mobile offshore drilling unit (MODU) using either the Transocean ultra-deepwater C.R. Luigs or the Transocean semisubmersible DD1 to conduct exploratory oil and natural gas drilling in lease blocks within the DeSoto Canyon area of the Gulf of Mexico. | The United States Environmental Protection Agency (EPA) issued this permit pursuant to section 328 of the CAA, 42 U.S.C. Â§ 7627, and the implementing OCS Air Regulations at 40 CFR part 55, which incorporate by reference the PSD Regulations at 40 CFR Â§ 52.21 and the title V Operating Permit Program at 40 CFR part 71. This permit is based upon application materials submitted to EPA by BHP Billiton Petroleum, Inc. (BHPB), dated October 14, 2010, February 9, 2011, September 30, 2011, October 14, 2011, December 21, 2011, January 18, 2012, supplemental submittals in the administrative record for this permit action, and upon the technical analysis performed by EPA. | Fast Rescue Craft Diesel Engine - C.R. Luigs | 17.11 | diesel | 142 | hp | Use of good combustion practices based on the current manufacturerâ€™s specifications for these engines, use of low sulfur diesel fuel and turbocharger | Particulate matter, total (TPM) | Unspecified | (Particulate Matter (PM)) | PM | P | Use of good combustion practices based on the current manufacturerâ€™s specifications for these engines and use of low sulfur diesel fuel | 0 |  |  | BACT-PSD | OPERATING PERMIT | U | 0 | U | 0 |  |  | 0 |  |  | 0 | 0 | N
FL-0338 | SAKE PROSPECT DRILLING PROJECT | BHP BILLITON PETROLEUM, INC. |  | FL |  | USA |  |  |  | 4 | OT005 | EPA REGION IV | MS. KATY R. FORNEY | (404) 562-9130 | forney.kathleen@epa.gov |  | OCS-EPA-R4008 | 1381 | 211111 | NA | 03/10/2011 &nbsp;ACT | 05/30/2012 &nbsp;ACT | 2014-02-28 | 2016-05-04 | A | http://www.regulations.gov/#!documentDetail;D=EPA-R04-OAR-2012-0239-0037 | The facility consists of a mobile offshore drilling unit (MODU) using either the Transocean ultra-deepwater C.R. Luigs or the Transocean semisubmersible DD1 to conduct exploratory oil and natural gas drilling in lease blocks within the DeSoto Canyon area of the Gulf of Mexico. | The United States Environmental Protection Agency (EPA) issued this permit pursuant to section 328 of the CAA, 42 U.S.C. Â§ 7627, and the implementing OCS Air Regulations at 40 CFR part 55, which incorporate by reference the PSD Regulations at 40 CFR Â§ 52.21 and the title V Operating Permit Program at 40 CFR part 71. This permit is based upon application materials submitted to EPA by BHP Billiton Petroleum, Inc. (BHPB), dated October 14, 2010, February 9, 2011, September 30, 2011, October 14, 2011, December 21, 2011, January 18, 2012, supplemental submittals in the administrative record for this permit action, and upon the technical analysis performed by EPA. | Emergency Generator Diesel Engine - Development Driller 1 | 17.11 | Diesel | 2229 | hp |  | Particulate matter, total (TPM) | Unspecified | (Particulate Matter (PM)) | PM | B | Use of good combustion practices based on the current manufacturerâ€™s specifications for these engines, use of low sulfur diesel fuel, positive crankcase ventilation, turbocharger with aftercooler, high pressure fuel injection with aftercooler | 0.03 | T/12MO ROLLING TOTAL | TONS PER YEAR 12 MONTH ROLLING TOTAL | BACT-PSD | OPERATING PERMIT | U | 0 | U | 0 |  |  | 0 |  |  | 0 | 0 | N
FL-0338 | SAKE PROSPECT DRILLING PROJECT | BHP BILLITON PETROLEUM, INC. |  | FL |  | USA |  |  |  | 4 | OT005 | EPA REGION IV | MS. KATY R. FORNEY | (404) 562-9130 | forney.kathleen@epa.gov |  | OCS-EPA-R4008 | 1381 | 211111 | NA | 03/10/2011 &nbsp;ACT | 05/30/2012 &nbsp;ACT | 2014-02-28 | 2016-05-04 | A | http://www.regulations.gov/#!documentDetail;D=EPA-R04-OAR-2012-0239-0037 | The facility consists of a mobile offshore drilling unit (MODU) using either the Transocean ultra-deepwater C.R. Luigs or the Transocean semisubmersible DD1 to conduct exploratory oil and natural gas drilling in lease blocks within the DeSoto Canyon area of the Gulf of Mexico. | The United States Environmental Protection Agency (EPA) issued this permit pursuant to section 328 of the CAA, 42 U.S.C. Â§ 7627, and the implementing OCS Air Regulations at 40 CFR part 55, which incorporate by reference the PSD Regulations at 40 CFR Â§ 52.21 and the title V Operating Permit Program at 40 CFR part 71. This permit is based upon application materials submitted to EPA by BHP Billiton Petroleum, Inc. (BHPB), dated October 14, 2010, February 9, 2011, September 30, 2011, October 14, 2011, December 21, 2011, January 18, 2012, supplemental submittals in the administrative record for this permit action, and upon the technical analysis performed by EPA. | Emergency Generator Diesel Engine - C.R. Luigs | 17.11 | diesel | 2064 | hp | Caterpillar D3516A 1998 | Particulate matter, total (TPM) | Unspecified | (Particulate Matter (PM)) | PM | B | Use of good combustion practices based on the current manufacturerâ€™s specifications for these engines, use of low sulfur diesel fuel, positive crankcase ventilation, turbocharger with aftercooler, high pressure fuel injection with aftercooler | 0.04 | T/12MO ROLLING TOTAL | TONS PER YEAR 12 MONTH ROLLING TOTAL | BACT-PSD | OPERATING PERMIT | U | 0 | U | 0 |  |  | 0 |  |  | 0 | 0 | N
FL-0346 | LAUDERDALE PLANT | FLORIDA POWER & LIGHT | BROWARD | FL | 33314 | USA | JOHN HAMPP |  | JOHN.HAMPP@FPL.COM | 4 | FL001 | FLORIDA DEPT. OF ENVIRONMENTAL PROTECTION | MR. DAVID READ | (850) 717-9000 | David.Read@dep.state.fl.us |  | 0110037-011-AC | 4911 | 221112 | 110002044065 | 11/01/2013 &nbsp;ACT | 04/22/2014 &nbsp;ACT | 2015-01-08 | 2016-05-05 | D | http://arm-permit2k.dep.state.fl.us/nontv/0110037.011.AC.F.ZIP | Large natural gas- and oil-fired power facility, consisting of four combined cycle units, and many combustion turbines. Small peaking units being replaced with larger combustion turbines. | In this project, 24 peaking turbines from the Lauderdale facility are being replaced with five 200 MW combustion turbines at Lauderdale. The turbines will fire primarily natural gas, but may also fire ULSD fuel oil. Triggers PSD for NOx, PM, CO, VOC, and GHG. GHG permit issued by US EPA Region 4. Technical evaluation available at http://arm-permit2k.dep.state.fl.us/nontv/0110037.011.AC.D.ZIP | Four 3100 kW black start emergency generators | 17.11 | ULSD | 2.32 | MMBtu/hr (HHV) per engine | Fired with ULSD | Particulate matter, total (TPM) | Unspecified | (Particulate Matter (PM)) | PM | P | Good combustion practice | 0.2 | GRAMS PER KW-HR |  | BACT-PSD | NSPS | U | 0 | U | 0 |  |  | 0 |  |  | 0 | 0 | N |  | BACT = NSPS IIII; Certified IIII engine meets BACT.
FL-0347 | ANADARKO PETROLEUM CORPORATION - EGOM | ANADARKO PETROLEUM CORPORATION |  | FL |  | USA |  |  |  | 4 | OT005 | EPA REGION IV | MS. KATY R. FORNEY | (404) 562-9130 | forney.kathleen@epa.gov |  | OCS-EPA-R4015 | 1381 | 211111 | NA | 08/12/2013 &nbsp;ACT | 09/16/2014 &nbsp;ACT | 2015-09-21 | 2016-07-06 | A | http://www.regulations.gov/contentStreamer?documentId=EPA-R04-OAR-2014-0487-0069&disposition=attachment&contentType=pdf | The facility consists of a mobile offshore drilling unit using the Transocean Discoverer Spirit and associated support vessels. The drilling sites are located east of longitude 87.5, west of the Military Mission Line (86Â°41' west longitude), at least 100 miles from the Louisiana shoreline, and at least 125 miles from the Florida shoreline. | The United States Environmental Protection Agency (EPA) issued this permit pursuant to section 328 of the CAA, 42 U.S.C. Â§ 7627, and the implementing OCS Air Regulations at 40 CFR part 55, which incorporate by reference the PSD regulations at 40 CFR Â§ 52.21 and the title V Operating Permit Program regulations at 40 CFR part 71. This permit is based upon application materials submitted to EPA by Anadarko Petroleum Corporation (Anadarko) dated December 26, 2012, March 27,2013, April 26,2013, May 3, 2013, and July 2, 2013; supplemental submittals and information in the administrative record for this permit action; and upon the technical analysis performed by EPA. | Main Propulsion Generator Diesel Engines | 17.11 | Diesel | 9910 | hp | Four 1998 Wartsila 18V32LNE 9910 hp and Two 1998 Wartsila 12V32LNE 6610 hp | Particulate matter, total (TPM) | Other - Parametric or Stack Test | (Particulate Matter (PM)) | PM | B | Use of good combustion practices based on the most recent manufacturer's specifications issued for engines and with turbocharger, aftercooler, and high injection pressure | 0.43 | G/KW-H | ROLLING 24 HOUR AVERAGE | BACT-PSD | OPERATING PERMIT | U | 0 | U | 0 |  |  | 0 |  |  | 0 | 0 | N
FL-0347 | ANADARKO PETROLEUM CORPORATION - EGOM | ANADARKO PETROLEUM CORPORATION |  | FL |  | USA |  |  |  | 4 | OT005 | EPA REGION IV | MS. KATY R. FORNEY | (404) 562-9130 | forney.kathleen@epa.gov |  | OCS-EPA-R4015 | 1381 | 211111 | NA | 08/12/2013 &nbsp;ACT | 09/16/2014 &nbsp;ACT | 2015-09-21 | 2016-07-06 | A | http://www.regulations.gov/contentStreamer?documentId=EPA-R04-OAR-2014-0487-0069&disposition=attachment&contentType=pdf | The facility consists of a mobile offshore drilling unit using the Transocean Discoverer Spirit and associated support vessels. The drilling sites are located east of longitude 87.5, west of the Military Mission Line (86Â°41' west longitude), at least 100 miles from the Louisiana shoreline, and at least 125 miles from the Florida shoreline. | The United States Environmental Protection Agency (EPA) issued this permit pursuant to section 328 of the CAA, 42 U.S.C. Â§ 7627, and the implementing OCS Air Regulations at 40 CFR part 55, which incorporate by reference the PSD regulations at 40 CFR Â§ 52.21 and the title V Operating Permit Program regulations at 40 CFR part 71. This permit is based upon application materials submitted to EPA by Anadarko Petroleum Corporation (Anadarko) dated December 26, 2012, March 27,2013, April 26,2013, May 3, 2013, and July 2, 2013; supplemental submittals and information in the administrative record for this permit action; and upon the technical analysis performed by EPA. | Emergency Diesel Engine | 17.11 | Diesel | 3300 | hp | 1998 Wartsila 6R32LNE | Particulate matter, total (TPM) | Unspecified | (Particulate Matter (PM)) | PM | B | Use of good combustion practices based on the most recent manufacturer's specifications issued for engines and with turbocharger, aftercooler, and high injection pressure | 0 |  |  | BACT-PSD | OPERATING PERMIT | U | 0 | U | 0 |  |  | 0 |  |  | 0 | 0 | N
FL-0348 | MURPHY EXPLORATION & PRODUCTION CO. | MURPHY EXPLORATION & PRODUCTION CO. | NA | FL |  | USA |  |  |  | 4 | OT005 | EPA REGION IV | MS. KATY R. FORNEY | (404) 562-9130 | forney.kathleen@epa.gov |  | OCS-EPA-R4009 | 1381 | 213111 | NA | 04/22/2011 &nbsp;ACT | 05/15/2012 &nbsp;ACT | 2015-09-21 | 2016-07-07 | A | http://www2.epa.gov/caa-permitting/murphy-exploration-and-production-co-outer-continental-shelf-ocs-final-permit | The facility consists of the dynamically positioned Diamond Offshore deepwater drilling vessel Ocean Confidence and an associated support fleet to conduct exploratory drilling and well completion for up to 90 calendar days within a two year period at a single well location within its Lloyd Ridge lease block 317. The drill site is located on the OCS in the Gulf of Mexico, approximately 135 miles southeast of the mouth of the Mississippi River and 180 miles from the Florida shoreline. | The United States Environmental Protection Agency (EPA) issued this permit pursuant to section 328 of the CAA, 42 U.S.C. Â§ 7627, and the implementing OCS Air Regulations at 40 CFR part 55, which incorporate by reference the PSD Regulations at 40 CFR Â§ 52.21. This permit is based upon the permit application materials submitted to EPA by Murphy Exploration & Production Co. (Murphy) dated January 13, 2011, March 21, 2011, June 22, 2011, September 12, 2011 and supplemental submittals in the administrative record for this permit action, and upon the technical analysis performed by EPA. | Source Wide Emission Limit | 17.11 | Diesel | 0 |  |  | Particulate matter, total (TPM) | Other - Mass Balance | (Particulate Matter (PM)) | PM | P | PSD Avoidance Limit | 9.9 | TONS PER YEAR | 12 MONTH ROLLING TOTAL | BACT-PSD | OPERATING PERMIT | U | 0 | U | 0 |  |  | 0 |  |  | 0 | 0 | N
FL-0349 | STATOIL GULF SERVICES, LLC | STATOIL GULF SERVICES, LLC | NA | FL |  | USA |  |  |  | 4 | OT005 | EPA REGION IV | MS. KATY R. FORNEY | (404) 562-9130 | forney.kathleen@epa.gov |  | OCS-EPA-R4012 | 1381 | 213111 | NA | 07/02/2013 &nbsp;ACT | 08/14/2014 &nbsp;ACT | 2015-09-30 | 2016-07-07 | A | http://www2.epa.gov/caa-permitting/shell-offshore-inc-outer-continental-shelf-ocs-final-permit-documents | The facility consists of the either the Transocean Discoverer Americas drillship or the Maersk Developer drill rig and support vessels, which Statoil intends to operate within its DeSoto Canyon area lease locations on the OCS in the Gulf of Mexico, approximately 160 miles southeast of the mouth of the Mississippi River and greater than 200 miles southwest of Panama City, Florida. The exploratory drilling operation will last up to 180 days per year at multiple locations within the lease blocks for approximately 5 to 10 years. | The United States Environmental Protection Agency (EPA) issued this permit pursuant to section 328 of the CAA, 42 U.S.C. Â§ 7627, and the implementing OCS Air Regulations at 40 CFR part 55, which incorporate by reference the PSD Regulations at 40 CFR Â§ 52.21 and the Title V Operating Permit Program at 40 CFR part 71. This permit is based upon application materials submitted to EPA by Statoil Gulf Services, LLC (Statoil) dated September 5, 2012, December 7, 2012, January 28, 2013, and June 27, 2013, supplemental submittals and information included in the administrative record for this permit action, and upon the technical analysis performed by the EPA. | Source Wide Limits | 17.11 | diesel | 0 |  |  | Particulate matter, total (TPM) | Other - Mass Balance | (Particulate Matter (PM)) | PM | P | PSD Avoidance | 10 | TONS PER YEAR | 12-MONTH ROLLING BASIS | BACT-PSD | OPERATING PERMIT | U | 0 | U | 0 |  |  | 0 |  |  | 0 | 0 | N
FL-0356 | OKEECHOBEE CLEAN ENERGY CENTER | FLORIDA POWER & LIGHT | OKEECHOBEE | FL | 34972 | USA | JOHN HAMPP |  | JOHN.HAMPP@FPL.COM | 4 | FL001 | FLORIDA DEPT. OF ENVIRONMENTAL PROTECTION | MR. DAVID READ | (850) 717-9000 | David.Read@dep.state.fl.us | John Dawson, john.dawson@dep.state.fl.us, 850-717-9085 | 0930117-001-AC | 4911 | 221112 | Unknown | 09/25/2015 &nbsp;ACT | 03/09/2016 &nbsp;ACT | 2016-03-14 | 2016-07-06 | A | http://depedms.dep.state.fl.us:80/Oculus/servlet/shell?command=getEntity&[guid=75.93290.1]&[profile=Permitting_Authorization] | Fossil-fueled power plant, consisting of a 3-on-1 combined cycle unit and auxiliary equipment. The combined cycle unit consists of three GE 7HA.02 turbines, each with nominal generating capacity of 350 MW. The total generating capacity for the combined cycle unit is 1,600 MW. | Technical evaluation of project available at http://depedms.dep.state.fl.us/Oculus/servlet/shell?command=getEntity&[guid=75.89000.1]&[profile=Permitting_Authorization] | Three 3300-kW ULSD emergency generators | 17.11 | ULSD | 0 |  | BACT limits equal to NSPS Subpart IIII limits. Will use IIII certified engine. | Particulate matter, total (TPM) | Unspecified | (Particulate Matter (PM)) | PM | P | Use of clean fuel | 0.2 | G / KW-HR |  | BACT-PSD | NSPS | U | 0 | U | 0 |  |  | 0 |  |  | 0 | 0 | N
IA-0105 | IOWA FERTILIZER COMPANY | IOWA FERTILIZER COMPANY | LEE | IA | 52658 | USA | DAVE PEARSON | (319) 246-2308 | DAVE.PEARSON@IOWAFERTILIZERS.COM | 7 | IA001 | IOWA DEPARTMENT OF NATURAL RESOURCES AIR QUALITY | MR. GARY SMITH | (515) 725-9563 | GARY.SMITH@DNR.IOWA.GOV | CHRISTOPHER A. ROLING, PE ENVIRONMENTAL ENGINEER SENIOR (515) 725-9557 CHRIS.ROLING@DNR.IOWA.GOV | 12-219 | 2873 | 325311 | 110054890392 | 08/03/2012 &nbsp;ACT | 10/26/2012 &nbsp;ACT | 2012-11-01 | 2013-08-13 | A | https://aqbweb.iowadnr.gov/airpermit/eepsdpermit.jsp ,https://aqbweb.iowadnr.gov/airpermit/eepsdpermit.jsp ,https://aqbweb.iowadnr.gov/airpermit/eepsdpermit.jsp ,https://aqbweb.iowadnr.gov/airpermit/eepsdpermit.jsp ,https://aqbweb.iowadnr.gov/airpermit/eepsdpermit.jsp ,https://aqbweb.iowadnr.gov/airpermit/eepsdpermit.jsp ,https://aqbweb.iowadnr.gov/airpermit/eepsdpermit.jsp ,https://aqbweb.iowadnr.gov/airpermit/eepsdpermit.jsp | NITROGENEOUS FERTILIZER MANUFACTURING | THE PROJECT WAS AMENDED ON 3/13/14 DUE TO SOME DESIGN CHANGES WHICH INCLUDED ADDITIONAL EMISSION UNITS/POINTS. THE NEW PROJECT IS UNDER PROJECT NUMBER/PERMIT NUMBER 13-355 | Emergency Generator | 17.11 | diesel fuel | 142 | GAL/H | rated @ 2,000 KW | Particulate matter, total (TPM) | EPA/OAR Mthd 5 and 202 | (Particulate Matter (PM)) | PM | P | good combustion practices | 0.2 | G/KW-H | AVERAGE OF 3 STACK TEST RUNS | BACT-PSD |  | U | 0 | U | 0.22 | TONS/YR | ROLLING 12 MONTH TOTAL | 0 |  |  | 0 | 0 | N
IA-0106 | CF INDUSTRIES NITROGEN, LLC - PORT NEAL NITROGEN COMPLEX | CF INDUSTRIES NITROGEN, LLC | WOODBURY | IA | 51054 | USA | MIKE MAAS | 712-233-6222 | MMAAS@CFINDUSTRIES.COM | 7 | IA001 | IOWA DEPARTMENT OF NATURAL RESOURCES AIR QUALITY | MR. GARY SMITH | (515) 725-9563 | GARY.SMITH@DNR.IOWA.GOV | Christopher A. Roling, PE Environmental Engineer Senior Iowa DNR - Air Quality Bureau 7900 Hickman Rd, Suite 1 Windsor Heights, IA 50324 (515) 242-6002 chris.roling@dnr.iowa.gov | PN 13-037 | 2873 | 325311 | 110000414089 | 02/01/2013 &nbsp;ACT | 07/12/2013 &nbsp;ACT | 2013-07-16 | 2016-05-04 | B |  | Nitrogenous fertilizer manufacturing including ammonia, urea, and urea-ammonium nitrate (UAN) solutions. |  | Emergency Generators | 17.11 | diesel fuel | 180 | GAL/H | There are two (2) identically sized generators. | Particulate matter, total (TPM) | EPA/OAR Mthd 5 and 202 | (Particulate Matter (PM)) | PM | P | good combustion practices | 0.2 | G/KW-H | AVERAGE OF THREE (3) STACK TEST RUNS | BACT-PSD |  | U | 0 | U | 0.02 | TONS/YR | ROLLING TWELVE (12) MONTH TOTAL | 0 |  |  | 0 | 0 | N
IN-0263 | MIDWEST FERTILIZER COMPANY LLC | MIDWEST FERTILIZER COMPANY LLC | POSEY | IN | 47620 | USA | RON OGLESBY | 9703057850 |  | 5 | IN001 | INDIANA DEPT OF ENV MGMT, OFC OF AIR | MR. MATT STUCKEY | (317) 233-0203 | mstuckey@idem.in.gov | PERMIT WRITER: DEENA P. LEVERING 317-234-5400 DLEVERIN@IDEM.IN.GOV SECTION CHIEF: TRIPURARI SINHA PH.D. 317-234-4907 | 129-36943-00059 | 2873 | 325311 | 110059696841 | 03/11/2016 &nbsp;ACT | 03/23/2017 &nbsp;ACT | 2017-07-07 | 2017-08-22 | C | HTTP:PERMITS.AIR.IDEM.IN.GOV/36943F.PDF | STATIONARY NITROGEN FERTILIZER MANUFACTURING FACILITY |  | EMERGENCY GENERATORS (EU014A AND EU-014B) | 17.11 | DISTILLATE OIL | 3600 | HP EACH |  | Particulate matter, total (TPM) | Unspecified | (Particulate Matter (PM)) | PM | P | GOOD COMBUSTION PRACTICES | 0.15 | G/HP-H EACH | 3 HOUR AVERAGE | BACT-PSD |  | N | 0 |  | 500 | H/YR EACH |  | 0 |  |  | 0 | 0 | N | 2016
MI-0389 | KARN WEADOCK GENERATING COMPLEX | CONSUMERS ENERGY | BAY | MI | 48732-9601 | USA | JAMES M. WALKER | 5177880428 | JMWALKER@CMSENERGY.COM | 5 | MI001 | MICHIGAN DEPT OF ENVIRONMENTAL QUALITY | MS. CINDY SMITH | (517)284-6802 | SMITHC17@MICHIGAN.GOV | FOR TECHNICAL QUESTIONS ABOUT THIS PERMIT, PLEASE CONTACT THE PERMIT ENGINEER - DAVID K. RIDDLE RIDDLED@MICHIGAN.GOV (517-373-7081) | 341-07 | 4911 | 221112 | 26-01700033 | 10/15/2007 &nbsp;ACT | 12/29/2009 &nbsp;ACT | 2010-03-08 | 2010-12-16 | U |  | ELECTRICITY GENERATING FACILITY, EXISTING CAPACITY GREATER THAN 2,000 MW. | AFTER CONSTRUCTION CONSUMERS WILL RETIRE 5 TO 7 COAL-FIRED BOILERS (638 - 958 MW) STATEWIDE. FINAL CONDITIONS WILL BE AT WWW.DEQ.STATE.MI.US/APS/FINALCONDITIONS.SHTML. MATERIAL HANDLING - CONTACT PERMIT ENGINEER FOR TECHNICAL INFORMATION (DAVID RIDDLE, 517-373-7081). INCLUDES 9 EMISSION UNITS. COAL, LIMESTONE, SORBENT AND ASH HANDLING PROCESSES. VARIOUS BACT LIMITS FOR OPACITY, PM AND PM10. BACT FOR THE MATERIAL HANDLING EQUIPMENT CONSISTED OF A COMBINATION OF PASSIVE CONTROL EQUIPMENT SUCH AS WET/CHEMICAL SUPPRESSION SYSTEMS AND ENCLOSED CONVEYORS; AND ACTIVE CONTROL SUCH AS FABRIC FILTERS. ACTIVE CONTROL IS LIMITED TO 0.004 GR/DSCF. | FIRE PUMP | 17.11 | ULTRA LOW SULFUR DIESEL | 525 | HP | OPERATIONAL LIMITS: 1 HOUR/DAY AND 500 HRS/YEAR FOR PM2.5 NAAQS. | Particulate matter, total (TPM) | Unspecified | (Particulate Matter (PM)) | PM | P | ENGINE DESIGN AND OPERATION. 15 PPM SULFUR FUEL. | 0.15 | G/HP-H | TEST METHOD | BACT-PSD | NSPS | U | 0 | U | 0 |  |  | 0 |  |  | 0 | 0 | N
MI-0389 | KARN WEADOCK GENERATING COMPLEX | CONSUMERS ENERGY | BAY | MI | 48732-9601 | USA | JAMES M. WALKER | 5177880428 | JMWALKER@CMSENERGY.COM | 5 | MI001 | MICHIGAN DEPT OF ENVIRONMENTAL QUALITY | MS. CINDY SMITH | (517)284-6802 | SMITHC17@MICHIGAN.GOV | FOR TECHNICAL QUESTIONS ABOUT THIS PERMIT, PLEASE CONTACT THE PERMIT ENGINEER - DAVID K. RIDDLE RIDDLED@MICHIGAN.GOV (517-373-7081) | 341-07 | 4911 | 221112 | 26-01700033 | 10/15/2007 &nbsp;ACT | 12/29/2009 &nbsp;ACT | 2010-03-08 | 2010-12-16 | U |  | ELECTRICITY GENERATING FACILITY, EXISTING CAPACITY GREATER THAN 2,000 MW. | AFTER CONSTRUCTION CONSUMERS WILL RETIRE 5 TO 7 COAL-FIRED BOILERS (638 - 958 MW) STATEWIDE. FINAL CONDITIONS WILL BE AT WWW.DEQ.STATE.MI.US/APS/FINALCONDITIONS.SHTML. MATERIAL HANDLING - CONTACT PERMIT ENGINEER FOR TECHNICAL INFORMATION (DAVID RIDDLE, 517-373-7081). INCLUDES 9 EMISSION UNITS. COAL, LIMESTONE, SORBENT AND ASH HANDLING PROCESSES. VARIOUS BACT LIMITS FOR OPACITY, PM AND PM10. BACT FOR THE MATERIAL HANDLING EQUIPMENT CONSISTED OF A COMBINATION OF PASSIVE CONTROL EQUIPMENT SUCH AS WET/CHEMICAL SUPPRESSION SYSTEMS AND ENCLOSED CONVEYORS; AND ACTIVE CONTROL SUCH AS FABRIC FILTERS. ACTIVE CONTROL IS LIMITED TO 0.004 GR/DSCF. | EMERGENCY GENERATOR | 17.11 | ULTRA LOW SULFUR DIESEL | 2000 | KW | 2980 HP. OPERATIONAL LIMITS: 1 HR/DAY, 500 HRS/YR FOR PM2.5 NAAQS. | Particulate matter, total (TPM) | Unspecified | (Particulate Matter (PM)) | PM | P | ENGINE DESIGN AND OPERATION. 15 PPM SULFUR FUEL. | 0.2 | G/KW-H | TEST METHOD | BACT-PSD | NSPS | U | 0 | U | 0 |  |  | 0 |  |  | 0 | 0 | N
SC-0114 | GP ALLENDALE LP | GP ALLENDALE LP | ALLENDALE | SC | 29827 | USA | STEPHEN B. ELLINGSON, PHD | 4046525423 | SBELLING@GAPAC.COM | 4 | SC001 | SOUTH CAROLINA DEPT OF HEALTH & ENV CTRL, BUREAU OF AIR QUALITY | MS. ALYSON HAYES | (803)898-3836 | camitdr@dhec.sc.gov | JAMES M. MYERS 803-898-4123 | 0160-0020-CB | 2493 | 321219 | 110033180171 | 01/10/2008 &nbsp;ACT | 11/25/2008 &nbsp;ACT | 2012-06-05 | 2012-10-16 | A |  | GP PRODUCES ORIENTED STRAND BOARD (OSB). FACILITY WAS ORIGINALLY PERMITTED AS A SYNTHETIC MINOR FACILITY AND BEGAN CONSTRUCTION. IT WAS DISCOVERED THROUGH SOURCE TESTING THAT FACILITY HAD MAJOR PSD SOURCE EMISSIONS. | FACILITY WAS ORIGINALLY PERMITTED AS A SYNTHETIC MINOR FACILITY AND BEGAN CONSTRUCTION. IT WAS DISCOVERED THROUGH SOURCE TESTING THAT FACILITY HAD MAJOR PSD SOURCE EMISSIONS. | FIRE WATER DIESEL PUMP | 17.11 | DIESEL | 525 | HP | THE FIRE PUMP IS OPERATED INTERMITTENTLY FOR TESTING OR EMERGENCY PURPOSES. THE DIESEL FIRE PUMP IS LIMITED TO 500 HOURS OF OPERATION/YR. | Particulate matter, total (TPM) | Other - METHODS 5 AND 202 | (Particulate Matter (PM)) | PM | P | TUNE-UPS AND INSPECTIONS WILL BE PERFORMED AS OUTLINED IN THE GOOD MANAGEMENT PRACTICE PLAN. | 0.41 | LB/H |  | BACT-PSD |  | U | 0 | U | 0.1 | T/YR |  | 0 |  |  | 0 | 0 | N |  | METHODS 5 AND 202 SPECIFIED. ANNUAL EMISSIONS FROM THE DIESEL FIRE PUMP ARE BASED ON AN OPERATIONAL LIMIT OF 500 HR/YR.
SC-0114 | GP ALLENDALE LP | GP ALLENDALE LP | ALLENDALE | SC | 29827 | USA | STEPHEN B. ELLINGSON, PHD | 4046525423 | SBELLING@GAPAC.COM | 4 | SC001 | SOUTH CAROLINA DEPT OF HEALTH & ENV CTRL, BUREAU OF AIR QUALITY | MS. ALYSON HAYES | (803)898-3836 | camitdr@dhec.sc.gov | JAMES M. MYERS 803-898-4123 | 0160-0020-CB | 2493 | 321219 | 110033180171 | 01/10/2008 &nbsp;ACT | 11/25/2008 &nbsp;ACT | 2012-06-05 | 2012-10-16 | A |  | GP PRODUCES ORIENTED STRAND BOARD (OSB). FACILITY WAS ORIGINALLY PERMITTED AS A SYNTHETIC MINOR FACILITY AND BEGAN CONSTRUCTION. IT WAS DISCOVERED THROUGH SOURCE TESTING THAT FACILITY HAD MAJOR PSD SOURCE EMISSIONS. | FACILITY WAS ORIGINALLY PERMITTED AS A SYNTHETIC MINOR FACILITY AND BEGAN CONSTRUCTION. IT WAS DISCOVERED THROUGH SOURCE TESTING THAT FACILITY HAD MAJOR PSD SOURCE EMISSIONS. | DIESEL EMERGENCY GENERATOR | 17.11 | DIESEL | 1400 | HP | THE EMERGENCY GENERATOR IS OPERATED INTERMITTENTLY FOR TESTING OR EMERGENCY PURPOSES. | Particulate matter, total (TPM) | Other - METHODS 5 AND 202 | (Particulate Matter (PM)) | PM | N |  | 0.25 | LB/H |  | BACT-PSD |  | U | 0 | U | 0.06 | T/YR |  | 0 |  |  | 0 | 0 | N |  | METHODS 5 AND 202 SPECIFIED.
SC-0115 | GP CLARENDON LP | GP CLARENDON LP | CLARENDON | SC | 29102 | USA | STEPHEN B. ELLINGSON, PHD | SYSNULL | SBELLING@GAPAC.COM | 4 | SC001 | SOUTH CAROLINA DEPT OF HEALTH & ENV CTRL, BUREAU OF AIR QUALITY | MS. ALYSON HAYES | (803)898-3836 | camitdr@dhec.sc.gov | JAMES M. MYERS 803-898-4123 | 0680-0046-CB | 2493 | 321219 | 110040507742 | 02/25/2008 &nbsp;ACT | 02/10/2009 &nbsp;ACT | 2012-06-05 | 2012-10-16 | A |  | GP PRODUCES ORIENTED STRAND BOARD (OSB). FACILITY WAS ORIGINALLY PERMITTED AS A SYNTHETIC MINOR FACILITY AND BEGAN CONSTRUCTION. SISTER FACILITY IN ALLENDALE BEGAN OPERATION BEFORE CLARENDON CONSTRUCTION WAS COMPLETE. IT WAS DISCOVERED THROUGH SOURCE TESTING THAT THE ALLENDALE FACILITY HAD MAJOR PSD SOURCE EMISSIONS. CONSTRUCTION ON CLARENDON HAD STOPPED AND HAS NOT BEEN COMPLETED AS OF MAY 2012. PSD CONSTRUCTION PERMIT WAS ISSUED TO CLARENDON ALSO. | FACILITY WAS ORIGINALLY PERMITTED AS A SYNTHETIC MINOR FACILITY AND BEGAN CONSTRUCTION. SISTER FACILITY IN ALLENDALE BEGAN OPERATION BEFORE CLARENDON CONSTRUCTION WAS COMPLETE. IT WAS DISCOVERED THROUGH SOURCE TESTING THAT THE ALLENDALE FACILITY HAD MAJOR PSD SOURCE EMISSIONS. CONSTRUCTION ON CLARENDON HAD STOPPED AND HAS NOT BEEN COMPLETED AS OF MAY 2012. PSD CONSTRUCTION PERMIT WAS ISSUED TO CLARENDON ALSO. | FIRE WATER DIESEL PUMP | 17.11 | DIESEL | 525 | HP | THE FIRE PUMP IS OPERATED INTERMITTENTLY FOR TESTING OR EMERGENCY PURPOSES. | Particulate matter, total (TPM) | EPA/OAR Mthd 5 and 202 | (Particulate Matter (PM)) | PM | P | TUNE-UPS AND INSPECTIONS WILL BE PERFORMED AS OUTLINED IN THE GOOD MANAGEMENT PRACTICE PLAN. | 0.41 | LB/H |  | BACT-PSD |  | U | 0 | U | 0.1 | T/YR |  | 0 |  |  | 0 | 0 | N |  | METHODS 5 AND 202 SPECIFIED. ANNUAL EMISSIONS FROM THE DIESEL FIRE PUMP ARE BASED ON AN OPERATIONAL LIMIT OF 500 HR/YR.
SC-0115 | GP CLARENDON LP | GP CLARENDON LP | CLARENDON | SC | 29102 | USA | STEPHEN B. ELLINGSON, PHD | SYSNULL | SBELLING@GAPAC.COM | 4 | SC001 | SOUTH CAROLINA DEPT OF HEALTH & ENV CTRL, BUREAU OF AIR QUALITY | MS. ALYSON HAYES | (803)898-3836 | camitdr@dhec.sc.gov | JAMES M. MYERS 803-898-4123 | 0680-0046-CB | 2493 | 321219 | 110040507742 | 02/25/2008 &nbsp;ACT | 02/10/2009 &nbsp;ACT | 2012-06-05 | 2012-10-16 | A |  | GP PRODUCES ORIENTED STRAND BOARD (OSB). FACILITY WAS ORIGINALLY PERMITTED AS A SYNTHETIC MINOR FACILITY AND BEGAN CONSTRUCTION. SISTER FACILITY IN ALLENDALE BEGAN OPERATION BEFORE CLARENDON CONSTRUCTION WAS COMPLETE. IT WAS DISCOVERED THROUGH SOURCE TESTING THAT THE ALLENDALE FACILITY HAD MAJOR PSD SOURCE EMISSIONS. CONSTRUCTION ON CLARENDON HAD STOPPED AND HAS NOT BEEN COMPLETED AS OF MAY 2012. PSD CONSTRUCTION PERMIT WAS ISSUED TO CLARENDON ALSO. | FACILITY WAS ORIGINALLY PERMITTED AS A SYNTHETIC MINOR FACILITY AND BEGAN CONSTRUCTION. SISTER FACILITY IN ALLENDALE BEGAN OPERATION BEFORE CLARENDON CONSTRUCTION WAS COMPLETE. IT WAS DISCOVERED THROUGH SOURCE TESTING THAT THE ALLENDALE FACILITY HAD MAJOR PSD SOURCE EMISSIONS. CONSTRUCTION ON CLARENDON HAD STOPPED AND HAS NOT BEEN COMPLETED AS OF MAY 2012. PSD CONSTRUCTION PERMIT WAS ISSUED TO CLARENDON ALSO. | DIESEL EMERGENCY GENERATOR | 17.11 | DIESEL | 1400 | HP | THE EMERGENCY GENERATOR IS OPERATED INTERMITTENTLY FOR TESTING OR EMERGENCY PURPOSES. THE DIESEL EMERGENCY GENERATOR IS LIMITED TO 500 HOURS OF OPERATION PER YEAR. | Particulate matter, total (TPM) | EPA/OAR Mthd 5 and 202 | (Particulate Matter (PM)) | PM | P | TUNE-UPS AND INSPECTIONS WILL BE PERFORMED AS OUTLINED IN THE GOOD MANAGEMENT PRACTICE PLAN. | 0.25 | LB/H |  | BACT-PSD |  | U | 0 | U | 0.06 | T/YR |  | 0 |  |  | 0 | 0 | N |  | METHODS 5 AND 202 SPECIFIED.
*FL-0363 | DANIA BEACH ENERGY CENTER | FLORIDA POWER AND LIGHT COMPANY | BROWARD | FL | 33314 | USA | JOHN HAMPP | 561-691-2894 | JOHN.HAMPP@FPL.COM | 4 | FL001 | FLORIDA DEPT. OF ENVIRONMENTAL PROTECTION | MR. DAVID READ | (850) 717-9000 | David.Read@dep.state.fl.us |  | 0110037-017-AC | 4911 | 221112 | 110002044065 | 07/27/2017 &nbsp;ACT | 12/04/2017 &nbsp;ACT | 2018-04-03 | 2018-04-11 | B | https://arm-permit2k.dep.state.fl.us/nontv/0110037.017.AC.F.ZIP | 1200 megawatt 2-on-1 combined cycle facility, natural gas-fired, with limited ULSD use. GE 7HA turbines | Technical evaluation available at https://arm-permit2k.dep.state.fl.us/nontv/0110037.017.AC.D.ZIP | Two 3300 kW emergency generators | 17.11 | ULSD | 0 |  | Two ULSD-fueled emergency engines. BACT = Subpart IIII limits. | Sulfur Dioxide (SO2) | Unspecified | (InOrganic Compounds,Oxides of Sulfur (SOx)) | 2025884 | P | Clean fuel | 15 | PPM S IN FUEL |  | BACT-PSD | NSPS | U | 0 | U | 0 |  |  | 0 |  |  | 0 | 0 | N |  | ULSD only
*KS-0036 | WESTAR ENERGY - EMPORIA ENERGY CENTER | WESTAR ENERGY | LYON | KS | 66801 | USA | STEPHANIE HIRNER | 785-575-8447 |  | 7 | KS001 | KANSAS DEPT. OF HEALTH & ENVIRONMENT, BR. OF AIR & RADIATION, KS | GYANENDRA PRASAI, PE | 785-296-6427 | Gyanendra.X.Prasai@ks.gov | Gerald McIntyre, E-mail address: Gerald.McIntyre@ks.gov; | C-10656 | 4911 | 221112 | Not Found | 10/16/2012 &nbsp;ACT | 03/18/2013 &nbsp;ACT | 2017-08-23 | 2017-08-25 | C |  | The Westar Energy - Emporia Energy Center (Source ID: 1110046) is a fossil fuel power generation facility located in Emporia, Kansas. | This PSD permit with tracking number C-10656 is a modification of PSD permits C-9132 (issued on 5/5/2011) and C-7072 (issued 4/17/2007). | Caterpillar C18DITA Diesel Engine Generator | 17.11 | No. 2 Distillate Fuel Oil | 900 | BHP |  | Sulfur Dioxide (SO2) | EPA/OAR Mthd 6 | (InOrganic Compounds,Oxides of Sulfur (SOx)) | 2025884 | P | use low sulfur fuel oil | 0.05 | % SULFUR |  | BACT-PSD |  | U | 0 | U | 0 |  |  | 0 |  |  | 0 | 0 | N
*MD-0042 | WILDCAT POINT GENERATION FACILITY | OLD DOMINION ELECTRIC CORPORATION (ODEC) | CECIL | MD | 17563 | USA | DAVID N. SMITH | 8049684045 | DSMITH@ODEC.COM | 3 | MD001 | MARYLAND DEPARTMENT OF THE ENVIRONMENT | MR. WILLIAM PAUL | (410)537-3276 | bpaul@mde.state.md.us | WILLIAM PAUL 410-537-3276 BILL.PAUL@MARYLAND.GOV | CPCN CASE NO. 9327 | 4911 | 221119 | 110062854834 | 04/08/2014 &nbsp;ACT | 04/08/2014 &nbsp;ACT | 2015-07-31 | 2018-03-23 | A |  | 1000 MEGAWATT COMBINED CYCLE NATURAL GAS-FIRED POWER PLANTFACILITY-WIDE PM10 EMISSION LIMIT = 278 TONS/YR FACILITY-WIDE PM2.5 EMISSION LIMIT = 272 TONS/YR FACILITY-WIDE SAM EMISSION LIMIT = 96 TONS/YR FACILITY-WIDE CO2E EMISSION LIMIT = 3,498,026 TONS/YR | FACILITY-WIDE PM10 EMISSION LIMIT = 278 TONS/YR FACILITY-WIDE PM2.5 EMISSION LIMIT = 272 TONS/YR FACILITY-WIDE SAM EMISSION LIMIT = 96 TONS/YR FACILITY-WIDE CO2E EMISSION LIMIT = 3,498,026 TONS/YR | EMERGENCY GENERATOR 1 | 17.11 | ULTRA LOW SULFU DIESEL | 2250 | KW | 40 CFR 60 SUBPART IIII, ULTRA LOW-SULFUR DIESEL FUEL, GOOD COMBUSTION PRACTICES | Sulfur Dioxide (SO2) | Unspecified | (InOrganic Compounds,Oxides of Sulfur (SOx)) | 2025884 | P | USE OF ULTRA-LOW DIESEL SULFUR FUEL, LIMITED HOURS OF OPERATION AND DESIGNED TO MEET NSPS SUBPART IIII LIMITS | 0.006 | G/B-HP-H | 3-HOUR BLOCK AVERAGE | BACT-PSD | NSPS |  | 0 |  | 0 |  |  | 0 |  |  | 0 | 0 | N
*MI-0433 | MEC NORTH, LLC AND MEC SOUTH LLC | MARSHALL ENERGY CENTER LLC | CALHOUN | MI | 49068 | USA | WILLARD LADD | 914-468-2402 | WLADD@DEVELOPMENTPARTNERS.COM | 5 | MI001 | MICHIGAN DEPT OF ENVIRONMENTAL QUALITY | MS. CINDY SMITH | (517)284-6802 | SMITHC17@MICHIGAN.GOV | There are two plants (MEC North, LLC and MEC South, LLC) that will operate as separate entities but they are considered a single stationary source and the installation of the two new plants was reviewed as a single project. There are two Air Permits to Install for the two plants (167-17 and 168-17). For technical questions regarding either of the two permits, please contact the permit engineer Ms. Catherine Asselin at 517-284-6786 or at asselinc@michigan.gov. Thank you. | 167-17 AND 168-17 | 4911 | 221112 | Not Found | 05/22/2018 &nbsp;ACT | 06/29/2018 &nbsp;ACT | 2018-08-17 | 2018-08-22 | A |  | Natural gas combined cycle power plant (two plants: north and south) | There are two plants that will operate as separate entities and each received a separate Air Permit to Install, but they are considered one stationary source and were reviewed as one project. | EUEMENGINE (North Plant): Emergency Engine | 17.11 | Diesel | 1341 | HP | A 1,341 HP (1,000 kilowatts (KW)) diesel-fired emergency engine with a model year of 2011 or later, and a displacement of <10 liters/cylinder. The engine is designed to be compliant with Tier IV emission standards. Equipped with a diesel particulate filter. | Sulfur Dioxide (SO2) | Unspecified | (InOrganic Compounds,Oxides of Sulfur (SOx)) | 2025884 | P | Good combustion practices and meeting NSPS Subpart IIII requirements. | 15 | PPM | FUEL SUPPLIER CERTIF. RECORDS | BACT-PSD | NSPS , SIP | N | 0 | N | 0 |  |  | 0 |  |  | 0 | 0 | N |  | The emission limit above is the diesel material limit of 15 ppm of sulfur (0.0015 percent) by weight. Fuel supplier certification records or fuel sample test data, for each delivery of diesel fuel oil is compliance method.
*MI-0433 | MEC NORTH, LLC AND MEC SOUTH LLC | MARSHALL ENERGY CENTER LLC | CALHOUN | MI | 49068 | USA | WILLARD LADD | 914-468-2402 | WLADD@DEVELOPMENTPARTNERS.COM | 5 | MI001 | MICHIGAN DEPT OF ENVIRONMENTAL QUALITY | MS. CINDY SMITH | (517)284-6802 | SMITHC17@MICHIGAN.GOV | There are two plants (MEC North, LLC and MEC South, LLC) that will operate as separate entities but they are considered a single stationary source and the installation of the two new plants was reviewed as a single project. There are two Air Permits to Install for the two plants (167-17 and 168-17). For technical questions regarding either of the two permits, please contact the permit engineer Ms. Catherine Asselin at 517-284-6786 or at asselinc@michigan.gov. Thank you. | 167-17 AND 168-17 | 4911 | 221112 | Not Found | 05/22/2018 &nbsp;ACT | 06/29/2018 &nbsp;ACT | 2018-08-17 | 2018-08-22 | A |  | Natural gas combined cycle power plant (two plants: north and south) | There are two plants that will operate as separate entities and each received a separate Air Permit to Install, but they are considered one stationary source and were reviewed as one project. | EUEMENGINE (South Plant): Emergency Engine | 17.11 | Diesel | 1341 | HP | A 1,341 HP (1,000 kilowatts (kW)) diesel-fired emergency engine with a model year of 2011 or later, and a displacement of <10 liters/cylinder. The engine is designed to be compliant with Tier IV emission standards. Equipped with a diesel particulate filter. | Sulfur Dioxide (SO2) | Unspecified | (InOrganic Compounds,Oxides of Sulfur (SOx)) | 2025884 | P | Good combustion practices and meeting NSPS Subpart IIII requirements. | 15 | PPM | FUEL SUPPLIER RECORDS OR SMPLE TEST DATA | BACT-PSD | NSPS , SIP | N | 0 | N | 0 |  |  | 0 |  |  | 0 | 0 | N |  | The diesel material limit is 15 ppm of sulfur (0.0015 percent) by weight. Fuel supplier certification records or fuel sample test data, for each deliver of diesel fuel oil.
*TX-0671 | PROJECT JUMBO | M&G RESINS USA, LLC | NUECES | TX |  | USA | MAURO FENOGLIO | 281-874-8074 | MAURO.FENOGLIO@GRUPPOMG.COM | 6 | TX001 | TEXAS COMMISSION ON ENVIRONMENTAL QUALITY (TCEQ) | MS. ANNE INMAN | (512) 239-1267 | anne.inman@tceq.texas.gov | Ozden Tamer, Phone 512-239-4577 | 108446/PSDTX1352 | 2821 | 325211 |  | 02/22/2013 &nbsp;ACT | 12/01/2014 &nbsp;ACT | 2015-03-03 | 2017-11-17 | A |  | Plastic Resin Manufacturing Plant | M&G proposes to install 4 HTF process heaters each with a heat input of 141.82 MMBtu/hr (HHV). Each heater will be fired with natural gas and supplemental methane-rich biogas as fuel and will also combust two process waste gas streams. NOx emissions from the HTF heaters will be reduced using selective catalytic reduction (SCR) technology involving injection of aqueous ammonia. | Engines | 17.11 | ultra low sulfur diesel fuel | 0 |  | Two mergency diesel fired generators proposed. Each engine will be 4000 kW. Ultra low sulfur fuel is burned in the engines to meet the sulfur requirement of 15 ppm in 40CFR80.510(b). Each emergency engine is being permitted for maintenance and testing for maximum 100 hrs/yr. They are not being permitted for the actual emergency emissions | Sulfur Dioxide (SO2) | Unspecified | (InOrganic Compounds,Oxides of Sulfur (SOx)) | 2025884 | P | Ultra low sulfur fuel engines burn will meet the sulfur requirement of 15 ppm in 40CFR80.510(b) | 0.0649 | G/KW-H |  | BACT-PSD | NSPS | U | 0 | U | 0.01 | T/YR |  | 0 |  |  | 0 | 0 | N
AK-0066 | ENDICOTT PRODUCTION FACILITY, LIBERTY DEVELOPMENT PROJECT | BRITISH PETROLEUM EXPLORATION ALASKA (BPXA) | PRUDHOE BAY | AK |  | USA | ALISON COOKE | 9075644838 |  | 10 | AK001 | ALASKA DEPT OF ENVIRONMENTAL CONS | MR. JIM PLOSAY | (907) 465-5103 | JOHN.KUTERBACH@ALASKA.GOV | SALLY RYAN, (907) 269-6271 MATT WILKINSON, (907) 465-5124 | AQ0181CPT06, REVISION 2 | 1311 | 211111 | UNKNOWN | &nbsp; | 06/15/2009 &nbsp;ACT | 2009-06-03 | 2009-08-06 | B |  | AT ENDICOTT, BPXA PROCESSES CRUDE OIL PRODUCTION FLUIDS RECEIVED FROM VARIOUS CRUDE OIL ACCUMULATIONS LOCATED ON THE NORTH SLOPE OF ALASKA. THE STATIONARY SOURCE IS CURRENTLY SITUATED ON TWO OFF-SHORE PRODUCTION ISLANDS, WHICH ARE LOCATED IN THE BEAUFORT SEA, AND CONNECTED BY A 3.5 MILE CAUSEWAY. ENDICOTT IS CURRENTLY CAPABLE OF PROCESSING 120,000 BARRELS OF CRUDE OIL PER DAY AND 480 MILLION STANDARD CUBIC FEET OF GAS. PRODUCTION FLUIDS CONSIST MAINLY OF CRUDE OIL, HYDROCARBON GAS, AND WATER. THE CRUDE OIL IS PROCESSED TO REMOVE HYDROCARBON GAS AND WATER IN ORDER TO MEET SPECIFIC CRUDE-OIL SALES SPECIFICATIONS. THE HYDROCARBON GAS IS DEHYDRATED, STRIPPED OF HEAVIER HYDROCARBONS THAT MAY BE PRESENT AND COMPRESSED FOR RE-INJECTION INTO THE OIL-BEARING RESERVOIR OR USED AS FUEL. WATER IS PROCESSED TO REMOVE ENTRAINED CRUDE OIL BEFORE RE-INJECTION. THE ENERGY NEEDED TO SUPPORT OPERATIONS COMES PRIMARILY FROM THE COMBUSTION OF PRODUCED HYDROCARBON GAS. |  | EU ID 58, CAMP ENGINE 3 | 17.11 | DISTILLATE | 1041 | HP |  | Sulfur Dioxide (SO2) | Unspecified | (InOrganic Compounds,Oxides of Sulfur (SOx)) | 2025884 | P | LIMIT SULFUR IN FUEL | 15 | PPMW |  | BACT-PSD | OTHER | U | 0 | U | 0 |  |  | 0 |  |  | 0 | 0 | N |  | BASELINE SELECTED AS BACT THIS FUEL SULFUR LIMIT APPLIES OR WILL APPLY TO ALL NEW EMISSION UNITS IN PRUDHOE BAY
AL-0251 | HILLABEE ENERGY CENTER | CER GENERATION | TALLAPOOSA | AL |  | USA | TONY DIEMEL | 4136150637 | TONY.W.DIEMEL@CONSTELLATION.COM | 4 | AL001 | ALABAMA DEPT OF ENVIRONMENTAL MGMT | MR. DALE HURST | (334) 271-7882 | ADH@ADEM.STATE.AL.US | AMY GRAHAM (334) 271-7867 | 310-0022-X001 | 4911 | 221119 | not found | 07/09/2008 &nbsp;ACT | 09/24/2008 &nbsp;ACT | 2011-03-22 | 2015-02-09 | A |  | ENERGY PLANT |  | EMERGENCY GENERATOR | 17.11 | DIESEL | 600 | EKW |  | Sulfur Dioxide (SO2) | Unspecified | (InOrganic Compounds,Oxides of Sulfur (SOx)) | 2025884 | N | LOW SULFUR DIESEL FUEL | 0 |  |  | BACT-PSD |  | U | 0 | N | 0 |  |  | 0 |  |  | 0 | 0 | N |  | Contact permitting agency for emissions information.
AR-0140 | BIG RIVER STEEL LLC | BIG RIVER STEEL LLC | MISSISSIPPI | AR | 72370 | USA | DAVID STICKLER | 3309080813 |  | 6 | AR001 | ARKANSAS DEPT OF ENVIRONMENTAL QUALITY | MR. THOMAS RHEAUME | (501) 682-0762 | rheaume@adeq.state.ar.us |  | 2305-AOP-R0 | 3312 | 331111 | 110067436625 | 03/14/2013 &nbsp;ACT | 09/18/2013 &nbsp;ACT | 2016-11-09 | 2016-12-13 | A | HTTP: | THE FACILITY WILL CONSIST OF TWO ELECTRIC ARC FURNACES TO MELT SCRAP IRON AND STEEL, LADLE METALLURGY FURNACES (LMF) TO ADJUST THE CHEMISTRY, A RH DEGASSER AND BOILER FOR FURTHER REFINEMENT, AND CASTERS. |  | EMERGENCY GENERATORS | 17.11 | DIESEL | 1500 | KW |  | Sulfur Dioxide (SO2) | Unspecified | (InOrganic Compounds,Oxides of Sulfur (SOx)) | 2025884 | P | GOOD O | 20 | % |  | BACT-PSD |  |  | 0 |  | 0 |  |  | 0 |  |  | 0 | 0 | N
FL-0310 | SHADY HILLS GENERATING STATION | SHADY HILLS POWER COMPANY | PASCO | FL | 6927 | USA | ROY S. BELDEN | 2033576820 | ROY.BELDEN@GE.COM | 4 | FL001 | FLORIDA DEPT. OF ENVIRONMENTAL PROTECTION | MR. DAVID READ | (850) 717-9000 | David.Read@dep.state.fl.us | SYED ARIF, PROJECT ENGINEER PHONE 850/ 921-9528 SYED.ARIF@DEP.STATE.FL.US TERESA HERON PHONE 850/921-9529 TERESA.HERON@DEP.STATE.FL.US | PSD-FL-402 | 4911 | 221122 | 1210100373 | 05/13/2008 &nbsp;ACT | 01/12/2009 &nbsp;ACT | 2009-07-29 | 2010-01-26 | B |  | THIS FACILITY CONSISTS OF THREE, DUAL-FUEL, NOMINAL 170 MW GENERAL ELECTRIC MODEL PG7241FA (GE 7FA) SIMPLE CYCLE COMBUSTION TURBINES-ELECTRICAL GENERATORS, THREE EXHAUST STACKS THAT ARE 18 FEET IN DIAMETER AND 75 FEET TALL, AND ONE 2.8-MILLION GALLON DISTILLATE FUEL OIL STORAGE TANK. THE COMBUSTION TURBINE UNITS CAN OPERATE IN SIMPLE-CYCLE MODE AND INTERMITTENT DUTY MODE. THE UNITS ARE EQUIPPED WITH DRY LOW-NITROGEN OXIDES (NOX) COMBUSTORS AND WATER INJECTION CAPABILITY. THE THREE COMBUSTION TURBINES ARE REGULATED UNDER PHASE II OF THE FEDERAL ACID RAIN PROGRAM. THIS FACILITY OPERATES DURING PEAK HOURS OF ELECTRICAL USE. |  | 2.5 MW EMERGENCY GENERATOR | 17.11 | ULTRA LOW S OIL | 2.5 | MW | MAXIMUM HOURS OF OPERATION: 500 HRS/YR | Sulfur Dioxide (SO2) | Other - ULSO | (InOrganic Compounds,Oxides of Sulfur (SOx)) | 2025884 | P | FIRING ULTRA LOW SULFUR OIL WITH A MAXIMUM HOURS OF OPERATION OF 500 HRS/YR. | 0.0015 | % S BY WT | NA/RECORDKEEPING | BACT-PSD |  | U | 0 | U | 0 |  |  | 0 |  |  | 0 | 0 | N |  | COMPLIANCE DEMOSTRATED BY VERIFICATION DELIVERY RECEIPTS
FL-0332 | HIGHLANDS BIOREFINERY AND COGENERATION PLANT | HIGHLANDS ENVIROFUELS (HEF), LLC | HIGHLAND COUNTY | FL | 33852 | USA | BRADLEY KROHN | 813-425-5478 | BKROHN@USENVIROFUELS.COM | 4 | FL001 | FLORIDA DEPT. OF ENVIRONMENTAL PROTECTION | MR. DAVID READ | (850) 717-9000 | David.Read@dep.state.fl.us | KRIS LANH - RBLC COORDINATOR ( KRIS.LANH@DEP.STATE.FL.US ) DAVID REED - PERMIT ENGINEER FOR THIS PROJECT, EMAIL: DAVID.REED@DEP.STATE.FL.US PH. 850-717-9075 | PSD-FL-416, 0550063-001-AC | 2869 | 221119 | No FRS Number | 06/28/2011 &nbsp;ACT | 09/23/2011 &nbsp;ACT | 2012-05-17 | 2012-10-11 | U | http://appprod.dep.state.fl.us/air/emission/apds/listpermits.asp | THIS PROJECT INVOLVES THE CONSTRUCTION OF A SUGARCANE AND SWEET SORGHUM-TO-ETHANOL ADVANCED BIOREFINERY WITH A MAXIMUM ANNUAL ETHANOL (C2H5OH) PRODUCTION RATE OF 36 MILLION GALLONS PER YEAR (MGPY). THE CANE (I.E. THE SUGARCANE AND SORGHUM) WILL BE GROWN ON NEARBY FARMLAND. THE JUICE WILL BE SQUEEZED FROM THE FEEDSTOCK STALKS, FERMENTED, DISTILLED AND BLENDED TO MAKE A RANGE OF ETHANOL/GASOLINE PRODUCTS, INCLUDING E-85 (AN 85/15 ETHANOL/GASOLINE BLEND). THE LEFTOVER STALK FIBER (BAGASSE) WILL BE COMBUSTED IN A COGENERATION BIOMASS BOILER (458.5 MMBTU/HR ON A 24-HOUR BASIS) TO MAKE PROCESS STEAM AND UP TO 30 MEGAWATTS (MW, GROSS) OF ELECTRICITY. IN ADDITION TO BAGASSE, THE BOILER WILL USE SUPPLEMENTAL BIOMASS CONSISTING OF ENERGY CROPS, WOOD CHIPS AND VEGETATIVE DEBRIS. NATURAL GAS WILL BE USED FOR STARTUP SHUTDOWN AND FLAME STABILIZATION AND DURING A DISRUPTION IN THE BIOMASS SUPPLY. | THE ONLY SIGNIFICANT EMISSION UNITS ARE THE BIOMASS BOILER (EU 002) AND THE ETHANOL PRODUCTION PROCESS (EU 004). | 2000 KW Emergency Equipment | 17.11 |  | 0 |  | One emergency generator rated at 2,000 kW (2,682 HP) will be installed to provide backup electrical power in the event of a power outage at the HEF facility. The generator will fire ULSD fuel oil or natural gas and will be limited to 500 hours per year of operation during emergencies. The unit will be operated no more than 100 hours per year for testing and maintenance purposes per 40 CFR 60, Subpart IIII. The engine will be designed to meet US EPAâ€™s emission standards listed in 40 CFR Part 60 Subpart IIII for model year 2006 or later. | Sulfur Dioxide (SO2) | Other - Compliance with the NSPS, Subpart IIII | (InOrganic Compounds,Oxides of Sulfur (SOx)) | 2025884 | P | See Pollutant Notes. | 0.0015 | % SULFUR |  | BACT-PSD |  | U | 0 | U | 0 |  |  | 0 |  |  | 0 | 0 | N |  | This unit shall fire ULSD fuel oil or natural gas. The ULSD fuel oil shall contain no more than 0.0015% sulfur by weight.
FL-0332 | HIGHLANDS BIOREFINERY AND COGENERATION PLANT | HIGHLANDS ENVIROFUELS (HEF), LLC | HIGHLAND COUNTY | FL | 33852 | USA | BRADLEY KROHN | 813-425-5478 | BKROHN@USENVIROFUELS.COM | 4 | FL001 | FLORIDA DEPT. OF ENVIRONMENTAL PROTECTION | MR. DAVID READ | (850) 717-9000 | David.Read@dep.state.fl.us | KRIS LANH - RBLC COORDINATOR ( KRIS.LANH@DEP.STATE.FL.US ) DAVID REED - PERMIT ENGINEER FOR THIS PROJECT, EMAIL: DAVID.REED@DEP.STATE.FL.US PH. 850-717-9075 | PSD-FL-416, 0550063-001-AC | 2869 | 221119 | No FRS Number | 06/28/2011 &nbsp;ACT | 09/23/2011 &nbsp;ACT | 2012-05-17 | 2012-10-11 | U | http://appprod.dep.state.fl.us/air/emission/apds/listpermits.asp | THIS PROJECT INVOLVES THE CONSTRUCTION OF A SUGARCANE AND SWEET SORGHUM-TO-ETHANOL ADVANCED BIOREFINERY WITH A MAXIMUM ANNUAL ETHANOL (C2H5OH) PRODUCTION RATE OF 36 MILLION GALLONS PER YEAR (MGPY). THE CANE (I.E. THE SUGARCANE AND SORGHUM) WILL BE GROWN ON NEARBY FARMLAND. THE JUICE WILL BE SQUEEZED FROM THE FEEDSTOCK STALKS, FERMENTED, DISTILLED AND BLENDED TO MAKE A RANGE OF ETHANOL/GASOLINE PRODUCTS, INCLUDING E-85 (AN 85/15 ETHANOL/GASOLINE BLEND). THE LEFTOVER STALK FIBER (BAGASSE) WILL BE COMBUSTED IN A COGENERATION BIOMASS BOILER (458.5 MMBTU/HR ON A 24-HOUR BASIS) TO MAKE PROCESS STEAM AND UP TO 30 MEGAWATTS (MW, GROSS) OF ELECTRICITY. IN ADDITION TO BAGASSE, THE BOILER WILL USE SUPPLEMENTAL BIOMASS CONSISTING OF ENERGY CROPS, WOOD CHIPS AND VEGETATIVE DEBRIS. NATURAL GAS WILL BE USED FOR STARTUP SHUTDOWN AND FLAME STABILIZATION AND DURING A DISRUPTION IN THE BIOMASS SUPPLY. | THE ONLY SIGNIFICANT EMISSION UNITS ARE THE BIOMASS BOILER (EU 002) AND THE ETHANOL PRODUCTION PROCESS (EU 004). | 600 HP Emergency Equipment | 17.11 | Ultra-Low Sulfur Oil | 0 |  | One 600 hp diesel fire pump engine will be installed to provide firewater during power outages. This unit will fire ULSD fuel oil or natural gas and will be limited to 500 hours per year of operation. This unit will be operated no more than 100 hours per year for testing and maintenance purposes per 40 CFR 60, Subpart IIII. The engine will be designed to meet US EPAâ€™s emission standards listed in 40 CFR Part 60 Subpart IIII for model year 2009 or later. | Sulfur Dioxide (SO2) | Other - Compliance with the NSPS, Subpart IIII | (InOrganic Compounds,Oxides of Sulfur (SOx)) | 2025884 | P | See Pollutant Notes. | 0.0015 | % SULFUR |  | BACT-PSD |  | U | 0 | U | 0 |  |  | 0 |  |  | 0 | 0 | N |  | The emergency fire pump engine shall comply with the following emission limits and demonstrate compliance in accordance with the procedures given in NSPS 40 CFR 60, Subpart IIII. Manufacturer certification may be provided to the Department in lieu of actual testing.
FL-0338 | SAKE PROSPECT DRILLING PROJECT | BHP BILLITON PETROLEUM, INC. |  | FL |  | USA |  |  |  | 4 | OT005 | EPA REGION IV | MS. KATY R. FORNEY | (404) 562-9130 | forney.kathleen@epa.gov |  | OCS-EPA-R4008 | 1381 | 211111 | NA | 03/10/2011 &nbsp;ACT | 05/30/2012 &nbsp;ACT | 2014-02-28 | 2016-05-04 | A | http://www.regulations.gov/#!documentDetail;D=EPA-R04-OAR-2012-0239-0037 | The facility consists of a mobile offshore drilling unit (MODU) using either the Transocean ultra-deepwater C.R. Luigs or the Transocean semisubmersible DD1 to conduct exploratory oil and natural gas drilling in lease blocks within the DeSoto Canyon area of the Gulf of Mexico. | The United States Environmental Protection Agency (EPA) issued this permit pursuant to section 328 of the CAA, 42 U.S.C. Â§ 7627, and the implementing OCS Air Regulations at 40 CFR part 55, which incorporate by reference the PSD Regulations at 40 CFR Â§ 52.21 and the title V Operating Permit Program at 40 CFR part 71. This permit is based upon application materials submitted to EPA by BHP Billiton Petroleum, Inc. (BHPB), dated October 14, 2010, February 9, 2011, September 30, 2011, October 14, 2011, December 21, 2011, January 18, 2012, supplemental submittals in the administrative record for this permit action, and upon the technical analysis performed by EPA. | Source-Wide Limits | 17.11 | Diesel | 0 |  |  | Sulfur Dioxide (SO2) | Other - Mass Balance | (InOrganic Compounds,Oxides of Sulfur (SOx)) | 2025884 | P | Use of ultral low sulfur oil fuel. | 15 | PPM | NONE | BACT-PSD | OPERATING PERMIT | U | 0 | U | 0 |  |  | 0 |  |  | 0 | 0 | N
FL-0346 | LAUDERDALE PLANT | FLORIDA POWER & LIGHT | BROWARD | FL | 33314 | USA | JOHN HAMPP |  | JOHN.HAMPP@FPL.COM | 4 | FL001 | FLORIDA DEPT. OF ENVIRONMENTAL PROTECTION | MR. DAVID READ | (850) 717-9000 | David.Read@dep.state.fl.us |  | 0110037-011-AC | 4911 | 221112 | 110002044065 | 11/01/2013 &nbsp;ACT | 04/22/2014 &nbsp;ACT | 2015-01-08 | 2016-05-05 | D | http://arm-permit2k.dep.state.fl.us/nontv/0110037.011.AC.F.ZIP | Large natural gas- and oil-fired power facility, consisting of four combined cycle units, and many combustion turbines. Small peaking units being replaced with larger combustion turbines. | In this project, 24 peaking turbines from the Lauderdale facility are being replaced with five 200 MW combustion turbines at Lauderdale. The turbines will fire primarily natural gas, but may also fire ULSD fuel oil. Triggers PSD for NOx, PM, CO, VOC, and GHG. GHG permit issued by US EPA Region 4. Technical evaluation available at http://arm-permit2k.dep.state.fl.us/nontv/0110037.011.AC.D.ZIP | Four 3100 kW black start emergency generators | 17.11 | ULSD | 2.32 | MMBtu/hr (HHV) per engine | Fired with ULSD | Sulfur Dioxide (SO2) | Unspecified | (InOrganic Compounds,Oxides of Sulfur (SOx)) | 2025884 | P | ULSD required | 15 | PPM SULFUR IN FUEL |  | BACT-PSD | NSPS | U | 0 | U | 0 |  |  | 0 |  |  | 0 | 0 | N |  | BACT = NSPS IIII; Certified IIII engine meets BACT. ULSD required in NSPS.
FL-0347 | ANADARKO PETROLEUM CORPORATION - EGOM | ANADARKO PETROLEUM CORPORATION |  | FL |  | USA |  |  |  | 4 | OT005 | EPA REGION IV | MS. KATY R. FORNEY | (404) 562-9130 | forney.kathleen@epa.gov |  | OCS-EPA-R4015 | 1381 | 211111 | NA | 08/12/2013 &nbsp;ACT | 09/16/2014 &nbsp;ACT | 2015-09-21 | 2016-07-06 | A | http://www.regulations.gov/contentStreamer?documentId=EPA-R04-OAR-2014-0487-0069&disposition=attachment&contentType=pdf | The facility consists of a mobile offshore drilling unit using the Transocean Discoverer Spirit and associated support vessels. The drilling sites are located east of longitude 87.5, west of the Military Mission Line (86Â°41' west longitude), at least 100 miles from the Louisiana shoreline, and at least 125 miles from the Florida shoreline. | The United States Environmental Protection Agency (EPA) issued this permit pursuant to section 328 of the CAA, 42 U.S.C. Â§ 7627, and the implementing OCS Air Regulations at 40 CFR part 55, which incorporate by reference the PSD regulations at 40 CFR Â§ 52.21 and the title V Operating Permit Program regulations at 40 CFR part 71. This permit is based upon application materials submitted to EPA by Anadarko Petroleum Corporation (Anadarko) dated December 26, 2012, March 27,2013, April 26,2013, May 3, 2013, and July 2, 2013; supplemental submittals and information in the administrative record for this permit action; and upon the technical analysis performed by EPA. | Source Wide Emissions | 17.11 | Diesel | 0 |  |  | Sulfur Dioxide (SO2) | Other - Mass Balance | (InOrganic Compounds,Oxides of Sulfur (SOx)) | 2025884 | P | Use diesel fuel with a sulfur content no greater than 15 parts per million (ppm) by weight in any diesel fueled emission unit on the Discoverer Spirit or on any support vessel | 15 | PPM | BY WEIGHT | BACT-PSD | OPERATING PERMIT | U | 0 | U | 0 |  |  | 0 |  |  | 0 | 0 | N
FL-0348 | MURPHY EXPLORATION & PRODUCTION CO. | MURPHY EXPLORATION & PRODUCTION CO. | NA | FL |  | USA |  |  |  | 4 | OT005 | EPA REGION IV | MS. KATY R. FORNEY | (404) 562-9130 | forney.kathleen@epa.gov |  | OCS-EPA-R4009 | 1381 | 213111 | NA | 04/22/2011 &nbsp;ACT | 05/15/2012 &nbsp;ACT | 2015-09-21 | 2016-07-07 | A | http://www2.epa.gov/caa-permitting/murphy-exploration-and-production-co-outer-continental-shelf-ocs-final-permit | The facility consists of the dynamically positioned Diamond Offshore deepwater drilling vessel Ocean Confidence and an associated support fleet to conduct exploratory drilling and well completion for up to 90 calendar days within a two year period at a single well location within its Lloyd Ridge lease block 317. The drill site is located on the OCS in the Gulf of Mexico, approximately 135 miles southeast of the mouth of the Mississippi River and 180 miles from the Florida shoreline. | The United States Environmental Protection Agency (EPA) issued this permit pursuant to section 328 of the CAA, 42 U.S.C. Â§ 7627, and the implementing OCS Air Regulations at 40 CFR part 55, which incorporate by reference the PSD Regulations at 40 CFR Â§ 52.21. This permit is based upon the permit application materials submitted to EPA by Murphy Exploration & Production Co. (Murphy) dated January 13, 2011, March 21, 2011, June 22, 2011, September 12, 2011 and supplemental submittals in the administrative record for this permit action, and upon the technical analysis performed by EPA. | Source Wide Emission Limit | 17.11 | Diesel | 0 |  |  | Sulfur Dioxide (SO2) | Other - Mass Balance | (InOrganic Compounds,Oxides of Sulfur (SOx)) | 2025884 | P | Determine and record sulfur content by certification or testing of each fuel shipment of fuel from fuel supplier. | 0.05 | % | BY WEIGHT | BACT-PSD | OPERATING PERMIT | U | 0 | U | 0 |  |  | 0 |  |  | 0 | 0 | N
FL-0349 | STATOIL GULF SERVICES, LLC | STATOIL GULF SERVICES, LLC | NA | FL |  | USA |  |  |  | 4 | OT005 | EPA REGION IV | MS. KATY R. FORNEY | (404) 562-9130 | forney.kathleen@epa.gov |  | OCS-EPA-R4012 | 1381 | 213111 | NA | 07/02/2013 &nbsp;ACT | 08/14/2014 &nbsp;ACT | 2015-09-30 | 2016-07-07 | A | http://www2.epa.gov/caa-permitting/shell-offshore-inc-outer-continental-shelf-ocs-final-permit-documents | The facility consists of the either the Transocean Discoverer Americas drillship or the Maersk Developer drill rig and support vessels, which Statoil intends to operate within its DeSoto Canyon area lease locations on the OCS in the Gulf of Mexico, approximately 160 miles southeast of the mouth of the Mississippi River and greater than 200 miles southwest of Panama City, Florida. The exploratory drilling operation will last up to 180 days per year at multiple locations within the lease blocks for approximately 5 to 10 years. | The United States Environmental Protection Agency (EPA) issued this permit pursuant to section 328 of the CAA, 42 U.S.C. Â§ 7627, and the implementing OCS Air Regulations at 40 CFR part 55, which incorporate by reference the PSD Regulations at 40 CFR Â§ 52.21 and the Title V Operating Permit Program at 40 CFR part 71. This permit is based upon application materials submitted to EPA by Statoil Gulf Services, LLC (Statoil) dated September 5, 2012, December 7, 2012, January 28, 2013, and June 27, 2013, supplemental submittals and information included in the administrative record for this permit action, and upon the technical analysis performed by the EPA. | Source Wide Limits | 17.11 | diesel | 0 |  |  | Sulfur Dioxide (SO2) | Other - Mass Balance | (InOrganic Compounds,Oxides of Sulfur (SOx)) | 2025884 | P | Certification of sulfur content of fuel from fuel supplier | 15 | PPM | BY WEIGHT | BACT-PSD | OPERATING PERMIT | U | 0 | U | 0 |  |  | 0 |  |  | 0 | 0 | N
FL-0350 | ANADARKO PETROLEUM, INC DIAMOND BLACKHAWK DRILLING PROJECT | ANADARKO PETROLEUM, INC. | NA | FL |  | USA |  |  |  | 4 | OT005 | EPA REGION IV | MS. KATY R. FORNEY | (404) 562-9130 | forney.kathleen@epa.gov |  | OCS-EPA-R4019 | 1381 | 213111 | NA | 02/20/2014 &nbsp;ACT | 12/31/2014 &nbsp;ACT | 2015-09-30 | 2016-07-07 | A | http://www2.epa.gov/caa-permitting/anadarko-petroleum-corp-diamond-blackhawk-drilling-project-outer-continental-shelf | The facility consists of the BlackHawk drillship owned by Diamond Offshore Drilling Inc., and associated support vessels. The support vessels may include a combination of supply boats, anchor handling boats, tug boats, barges, stimulation vessels and well evaluation vessels. The proposed project will consist of three phases: the drilling phase, the well completion phase, and the production well maintenance phase. Anadarko will conduct drilling activities at multiple locations in the Outer Continental Shelf in the Eastern Gulf of Mexico. The drilling sites are located east of longitude 87.5Â°, west of the Military Mission Line (86Â°41â€™ west longitude), at least 100 miles from the Louisiana shoreline, and at least 125 miles from the Florida shoreline. | The United States Environmental Protection Agency (EPA) issues this permit pursuant to section 328 of the CAA, 42 U.S.C. Â§ 7627, and the implementing OCS Air Regulations at 40 CFR part 55, which incorporate by reference the PSD regulations at 40 CFR Â§ 52.21 and the title V Operating Permit Program regulations at 40 CFR part 71. This permit is based upon application materials submitted to EPA by Anadarko Petroleum Corporation (Anadarko) dated September 5, 2013; supplemental submittals dated on September 18, 2013, November 26, 2013, December 5, 2013, February 11, 2014, July 15, 2014, September 2, 2014 and September 10, 2014, in the administrative record for this permit action; and upon the technical analysis performed by EPA. | Sourcewide Limits | 17.11 | Diesel | 0 |  |  | Sulfur Dioxide (SO2) | Other - ASTM | (InOrganic Compounds,Oxides of Sulfur (SOx)) | 2025884 | P | Obtain certification of sulfur content from the fuel supplier for all diesel fuel used on the BlackHawk and used in all equipment and vessels used during well completion | 15 | PPM | BY WEIGHT | BACT-PSD | OPERATING PERMIT | U | 0 | U | 0 |  |  | 0 |  |  | 0 | 0 | N
FL-0356 | OKEECHOBEE CLEAN ENERGY CENTER | FLORIDA POWER & LIGHT | OKEECHOBEE | FL | 34972 | USA | JOHN HAMPP |  | JOHN.HAMPP@FPL.COM | 4 | FL001 | FLORIDA DEPT. OF ENVIRONMENTAL PROTECTION | MR. DAVID READ | (850) 717-9000 | David.Read@dep.state.fl.us | John Dawson, john.dawson@dep.state.fl.us, 850-717-9085 | 0930117-001-AC | 4911 | 221112 | Unknown | 09/25/2015 &nbsp;ACT | 03/09/2016 &nbsp;ACT | 2016-03-14 | 2016-07-06 | A | http://depedms.dep.state.fl.us:80/Oculus/servlet/shell?command=getEntity&[guid=75.93290.1]&[profile=Permitting_Authorization] | Fossil-fueled power plant, consisting of a 3-on-1 combined cycle unit and auxiliary equipment. The combined cycle unit consists of three GE 7HA.02 turbines, each with nominal generating capacity of 350 MW. The total generating capacity for the combined cycle unit is 1,600 MW. | Technical evaluation of project available at http://depedms.dep.state.fl.us/Oculus/servlet/shell?command=getEntity&[guid=75.89000.1]&[profile=Permitting_Authorization] | Three 3300-kW ULSD emergency generators | 17.11 | ULSD | 0 |  | BACT limits equal to NSPS Subpart IIII limits. Will use IIII certified engine. | Sulfur Dioxide (SO2) | Unspecified | (InOrganic Compounds,Oxides of Sulfur (SOx)) | 2025884 | P | Use of ULSD | 0.0015 | % S IN ULSD |  | BACT-PSD | NSPS | U | 0 | U | 0 |  |  | 0 |  |  | 0 | 0 | N
IA-0095 | TATE & LYLE INDGREDIENTS AMERICAS, INC. |  | WEBSTER | IA | 50501 | USA | JOHN DENT | 2174212655 | JOHN.DENT@TATEANDLYLE.COM | 7 | IA001 | IOWA DEPARTMENT OF NATURAL RESOURCES AIR QUALITY | MR. GARY SMITH | (515) 725-9563 | GARY.SMITH@DNR.IOWA.GOV |  | PROJECT 08-126 | 2046 | 111150 | UNKNOWN | 07/01/2008 &nbsp;EST | 09/19/2008 &nbsp;ACT | 2008-09-29 | 2009-01-30 | A |  | CORN WET MILL |  | EMERGENCY GENERATOR | 17.11 | DIESEL | 700 | KW |  | Sulfur Dioxide (SO2) | Unspecified | (InOrganic Compounds,Oxides of Sulfur (SOx)) | 2025884 | P | FUEL SULFUR LIMIT | 0.23 | G/KW-H | AVERAGE OF THREE STACK TEST RUNS | BACT-PSD | NSPS | U | 0 | U | 0.09 | T/YR | 12-MONTH ROLLING TOTAL | 0 |  |  | 0 | 0 | N
IA-0095 | TATE & LYLE INDGREDIENTS AMERICAS, INC. |  | WEBSTER | IA | 50501 | USA | JOHN DENT | 2174212655 | JOHN.DENT@TATEANDLYLE.COM | 7 | IA001 | IOWA DEPARTMENT OF NATURAL RESOURCES AIR QUALITY | MR. GARY SMITH | (515) 725-9563 | GARY.SMITH@DNR.IOWA.GOV |  | PROJECT 08-126 | 2046 | 111150 | UNKNOWN | 07/01/2008 &nbsp;EST | 09/19/2008 &nbsp;ACT | 2008-09-29 | 2009-01-30 | A |  | CORN WET MILL |  | FIRE PUMP ENGINE | 17.11 | DIESEL | 575 | HP |  | Sulfur Dioxide (SO2) | Unspecified | (InOrganic Compounds,Oxides of Sulfur (SOx)) | 2025884 | P | LIMIT ON SULFUR IN FUEL | 0.23 | G/KW-H | AVERAGE OF THREE STACK TEST RUNS | BACT-PSD | NSPS | U | 0 | U | 0.05 | T/YR | 12-MONTH ROLLING TOTAL | 0 |  |  | 0 | 0 | N
IN-0158 | ST. JOSEPH ENEGRY CENTER, LLC | ST. JOSEPH ENERGY CENTER, LLC | ST. JOSEPH | IN | 46552 | USA | MR. WILLARD LADD | 9144682404 |  | 5 | IN001 | INDIANA DEPT OF ENV MGMT, OFC OF AIR | MR. MATT STUCKEY | (317) 233-0203 | mstuckey@idem.in.gov | PERMIT WRITER: JOSIAH BALOGUN 317-234-5257 JBALOGUN@IDEM.IN.GOV SECTION CHIEF: MATT STUCKEY 317-233-0203 MSTUCKEY@IDEM.IN.GOV | 141-31003-00579 | 4911 | 221112 | 110054881963 | 10/03/2011 &nbsp;ACT | 12/03/2012 &nbsp;ACT | 2013-08-15 | 2016-05-04 | A | HTTP://PERMITS.AIR.IDEM.IN.GOV/31003F.PDF | STATIONARY ELECTRIC UTILITY GENERATING STATION |  | TWO (2) EMERGENCY DIESEL GENERATORS | 17.11 | DIESEL | 1006 | HP EACH | THE TWO INTERNAL COMBUSTION ENGINES, IDENTIFIED AS EG01 AND EG02, EXHAUST THROUGH TWO (2) VENTS. | Sulfur Dioxide (SO2) | Unspecified | (InOrganic Compounds,Oxides of Sulfur (SOx)) | 2025884 | P | ULTRA LOW SULFUR DISTILLATE AND USAGE LIMITS | 0.012 | LB/H |  | BACT-PSD |  |  | 0 |  | 500 | HOURS OF OPERATION | YEARLY | 0 |  |  | 0 | 0 | N |  | LIMIT ONE AND TWO ARE FOR EACH GENERATOR
IN-0158 | ST. JOSEPH ENEGRY CENTER, LLC | ST. JOSEPH ENERGY CENTER, LLC | ST. JOSEPH | IN | 46552 | USA | MR. WILLARD LADD | 9144682404 |  | 5 | IN001 | INDIANA DEPT OF ENV MGMT, OFC OF AIR | MR. MATT STUCKEY | (317) 233-0203 | mstuckey@idem.in.gov | PERMIT WRITER: JOSIAH BALOGUN 317-234-5257 JBALOGUN@IDEM.IN.GOV SECTION CHIEF: MATT STUCKEY 317-233-0203 MSTUCKEY@IDEM.IN.GOV | 141-31003-00579 | 4911 | 221112 | 110054881963 | 10/03/2011 &nbsp;ACT | 12/03/2012 &nbsp;ACT | 2013-08-15 | 2016-05-04 | A | HTTP://PERMITS.AIR.IDEM.IN.GOV/31003F.PDF | STATIONARY ELECTRIC UTILITY GENERATING STATION |  | EMERGENCY DIESEL GENERATOR | 17.11 | DIESEL | 2012 | HP | THIS ONE (1) INTERNAL COMBUSTION ENGINE, IDENTIFIED AS EG03, EXHAUSTS THROUGH ONE (1) VENT. | Sulfur Dioxide (SO2) | Unspecified | (InOrganic Compounds,Oxides of Sulfur (SOx)) | 2025884 | P | ULTRA LOW SULFUR DISTILLATE AND UASGE LIMITS | 0.024 | LB/H | 3 HOURS | BACT-PSD |  |  | 0 |  | 500 | HOURS OF OPERATOIN | YEARLY | 0 |  |  | 0 | 0 | N |  | LIMIT ONE AND TWO ARE FOR EACH GENERATOR
IN-0166 | INDIANA GASIFICATION, LLC | INDIANA GASIFICATION, LLC | SPENCER | IN | 47635 | USA | MARK LUBBERS | 3174905078 |  | 5 | IN001 | INDIANA DEPT OF ENV MGMT, OFC OF AIR | MR. MATT STUCKEY | (317) 233-0203 | mstuckey@idem.in.gov | PERMIT WRITER: JOSIAH BALOGUN 317-234-5257 JBALOGUN@IDEM.IN.GOV SECTION CHIEF: MATT STUCKEY 317-233-0203 MSTUCKEY@IDEM.IN.GOV | T147-30464-00060 | 4925 | 221210 | 110045439888 | 04/20/2011 &nbsp;ACT | 06/27/2012 &nbsp;ACT | 2013-08-16 | 2016-05-04 | A | HTTP://PERMITS.AIR.IDEM.IN.GOV/30464F.PDF | THE PERMITTEE OWNS AND OPERATES A STATIONARY SUBSTITUTE NATURAL GAS (SNG) AND LIQUEFIED CARBON DIOXIDE (CO2) PRODUCTION PLANT ALSO SIC: 2819 NAICS: 211112 | ALSO SIC: 2819 NAICS: 211112 | TWO (2) EMERGENCY GENERATORS | 17.11 | DIESEL | 1341 | HORSEPOWER, EACH | IDENTIFIED AS EU-009A AND EU-009B | Sulfur Dioxide (SO2) | Unspecified | (InOrganic Compounds,Oxides of Sulfur (SOx)) | 2025884 | P | USE OF LOW-S DIESEL AND LIMITED HOURS OF NON-EMERGENCY OPERATION | 15 | PPM SULFUR |  | BACT-PSD |  | N | 0 |  | 0 |  |  | 0 |  |  | 0 | 0 | N |  | EMISSION LIMIT: EACH EMERGENCY GENERATOR SHALL NOT EXCEED 52 HOURS PER YEAR OF NONEMERGENCY OPERATION.
IN-0166 | INDIANA GASIFICATION, LLC | INDIANA GASIFICATION, LLC | SPENCER | IN | 47635 | USA | MARK LUBBERS | 3174905078 |  | 5 | IN001 | INDIANA DEPT OF ENV MGMT, OFC OF AIR | MR. MATT STUCKEY | (317) 233-0203 | mstuckey@idem.in.gov | PERMIT WRITER: JOSIAH BALOGUN 317-234-5257 JBALOGUN@IDEM.IN.GOV SECTION CHIEF: MATT STUCKEY 317-233-0203 MSTUCKEY@IDEM.IN.GOV | T147-30464-00060 | 4925 | 221210 | 110045439888 | 04/20/2011 &nbsp;ACT | 06/27/2012 &nbsp;ACT | 2013-08-16 | 2016-05-04 | A | HTTP://PERMITS.AIR.IDEM.IN.GOV/30464F.PDF | THE PERMITTEE OWNS AND OPERATES A STATIONARY SUBSTITUTE NATURAL GAS (SNG) AND LIQUEFIED CARBON DIOXIDE (CO2) PRODUCTION PLANT ALSO SIC: 2819 NAICS: 211112 | ALSO SIC: 2819 NAICS: 211112 | THREE (3) FIREWATER PUMP ENGINES | 17.11 | DIESEL | 575 | HORSEPOWER, EACH | IDENTIFIED AS EU-010A-C. | Sulfur Dioxide (SO2) | Unspecified | (InOrganic Compounds,Oxides of Sulfur (SOx)) | 2025884 | P | USE OF LOW-S DIESEL AND LIMITED HOURS OF NON-EMERGENCY OPERATION | 15 | PPM SULFUR |  | BACT-PSD |  | N | 0 |  | 0 |  |  | 0 |  |  | 0 | 0 | N |  | EMISSION LIMITS: EACH EMERGENCY GENERATOR SHALL NOT EXCEED 52 HOURS PER YEAR OF NONEMERGENCY OPERATION.
IN-0185 | MAG PELLET LLC | MAG PELLET LLC | WHITE | IN | 47980 | USA | BARB MANSFIELD | 5742974227 |  | 5 | IN001 | INDIANA DEPT OF ENV MGMT, OFC OF AIR | MR. MATT STUCKEY | (317) 233-0203 | mstuckey@idem.in.gov | JULIE ALEXANDER JUALEXAN@IDEM.IN.GOV (317) 233-1782 JENNY ACKER JLACKER@IDEM.IN.GOV 317-234-5285 | 181-33965-00054 | 1011 | 212210 | 110055584363 | 12/09/2013 &nbsp;ACT | 04/24/2014 &nbsp;ACT | 2014-08-12 | 2016-05-13 | D | HTTP://PERMITS.AIR.IDEM.IN.GOV/33965F.PDF | A STATIONARY IRON ORE CONCENTRATE PELLETIZING PLANT |  | DIESEL FIRE PUMP | 17.11 | DIESEL | 300 | HP |  | Sulfur Dioxide (SO2) | Unspecified | (InOrganic Compounds,Oxides of Sulfur (SOx)) | 2025884 | N |  | 0.29 | LB/MMBTU |  | BACT-PSD |  |  | 0 |  | 500 | H |  | 0 |  |  | 0 | 0 | N |  | RESTRICTED USE OF ONLY NATURAL GAS, THE USE OF GOOD COMBUSTION PRACTICES
LA-0231 | LAKE CHARLES GASIFICATION FACILITY | LAKE CHARLES COGENERATION, LLC | CALCASIEU | LA | 70665 | USA | DOUG BARBA | 7139634635 | INTERPOWERLLC@AOL.COM | 6 | LA001 | LOUISIANA DEPARTMENT OF ENV QUALITY | MR. BRYAN D. JOHNSTON | (225)219-3450 | BRYAN.JOHNSTON@LA.GOV | PERMIT WRITER: MR. DAN NGUYEN - 225-219-3180 | PSD-LA-742 | 2869 | 325110 | UNKNOWN | 09/24/2008 &nbsp;ACT | 06/22/2009 &nbsp;ACT | 2009-07-10 | 2010-05-17 | A |  | A FACILITY TO CONVERT APPROXIMATELY 7400 TONS/DAY OF PETROLEUM COKE TO NATURAL GAS AND SULFURIC ACID. PERMIT PSD-LA-742(M1), DECEMBER 30, 2010, ALLOWS THE FACILITY TO PRODUCE 2.3 MILLION TONS OF METHANOL, INSTEAD OF NATURAL GAS. | APPLICATION ACCEPTED DATE REFLECTS DATE OF ADMINISTRATIVE COMPLETENESS. PERMIT PSD-LA-742(M1) WAS ISSUED DECEMBER 30, 2010 TO REVISE THE PROCESS DESIGN. THE FACILITY WILL PRODUCE H2SO4 AND METHANOL, INSTEAD OF NATURAL GAS. EXISTING BACT WILL NOT BE CHANGED. NO NEW BACT WILL BE ADDED. PERMIT PSD-LA-742(M2) DATED JUNE 29, 2012 1) REVISES THE PROCESS DESIGN TO PRODUCE HYDROGEN, 2) INCORPORATE PM 2.5 AND CO2E, AND 3)CHANGE NAME TO LAKE CHARLES CLEAN ENERGY. NO NEW BACT WILL BE ADDED. | FIRE WATER DIESEL PUMPS (3) | 17.11 | DIESEL | 575 | HP EACH |  | Sulfur Dioxide (SO2) | Unspecified | (InOrganic Compounds,Oxides of Sulfur (SOx)) | 2025884 | P | COMPLY WITH 40 CFR 60 SUBPART IIII | 0.01 | LB/H | MAXIMUM (EACH) | BACT-PSD | NSPS , OPERATING PERMIT | U | 0 | U | 0 |  |  | 0 |  |  | 0 | 0 | N
LA-0231 | LAKE CHARLES GASIFICATION FACILITY | LAKE CHARLES COGENERATION, LLC | CALCASIEU | LA | 70665 | USA | DOUG BARBA | 7139634635 | INTERPOWERLLC@AOL.COM | 6 | LA001 | LOUISIANA DEPARTMENT OF ENV QUALITY | MR. BRYAN D. JOHNSTON | (225)219-3450 | BRYAN.JOHNSTON@LA.GOV | PERMIT WRITER: MR. DAN NGUYEN - 225-219-3180 | PSD-LA-742 | 2869 | 325110 | UNKNOWN | 09/24/2008 &nbsp;ACT | 06/22/2009 &nbsp;ACT | 2009-07-10 | 2010-05-17 | A |  | A FACILITY TO CONVERT APPROXIMATELY 7400 TONS/DAY OF PETROLEUM COKE TO NATURAL GAS AND SULFURIC ACID. PERMIT PSD-LA-742(M1), DECEMBER 30, 2010, ALLOWS THE FACILITY TO PRODUCE 2.3 MILLION TONS OF METHANOL, INSTEAD OF NATURAL GAS. | APPLICATION ACCEPTED DATE REFLECTS DATE OF ADMINISTRATIVE COMPLETENESS. PERMIT PSD-LA-742(M1) WAS ISSUED DECEMBER 30, 2010 TO REVISE THE PROCESS DESIGN. THE FACILITY WILL PRODUCE H2SO4 AND METHANOL, INSTEAD OF NATURAL GAS. EXISTING BACT WILL NOT BE CHANGED. NO NEW BACT WILL BE ADDED. PERMIT PSD-LA-742(M2) DATED JUNE 29, 2012 1) REVISES THE PROCESS DESIGN TO PRODUCE HYDROGEN, 2) INCORPORATE PM 2.5 AND CO2E, AND 3)CHANGE NAME TO LAKE CHARLES CLEAN ENERGY. NO NEW BACT WILL BE ADDED. | EMERGENCY DIESEL POWER GENERATOR ENGINES (2) | 17.11 | DIESEL | 1341 | HP EACH |  | Sulfur Dioxide (SO2) | Unspecified | (InOrganic Compounds,Oxides of Sulfur (SOx)) | 2025884 | P | COMPLY WITH 40 CFR 60 SUBPART IIII | 0.01 | LB/H | MAXIMUM (EACH) | BACT-PSD | NSPS , OPERATING PERMIT | U | 0 | U | 0 |  |  | 0 |  |  | 0 | 0 | N
LA-0288 | LAKE CHARLES CHEMICAL COMPLEX | SASOL CHEMICALS (USA) LLC | CALCASIEU | LA | 70669 | USA | ERIC RODRIGUEZ | (281) 588-3761 | ERIC.RODRIGUEZ@US.SASOL.COM | 6 | LA001 | LOUISIANA DEPARTMENT OF ENV QUALITY | MR. BRYAN D. JOHNSTON | (225)219-3450 | BRYAN.JOHNSTON@LA.GOV |  | PSD-LA-778 | 2869 | 325110 | 110017418061 | 05/02/2013 &nbsp;ACT | 05/23/2014 &nbsp;ACT | 2016-07-22 | 2016-09-14 | A |  |  | Complete application date = date of administrative completeness This RBLC entry addresses the Power Unit of the Gas-to-Liquids (GTL) Project. It also addresses the Emergency Diesel Generators in the LAB-2, HPU, ASU, and GTL Units, as the engines are identical. GTL will utilize natural gas as a feedstock to produce fuel-grade hydrocarbon products, including liquefied petroleum gas (LPG), naphtha, paraffins, diesel, wax products, and base oil products. In the GTL process, natural gas will first be reformed into a synthesis gas; the synthesis gas will then be converted into liquid hydrocarbons via a Fischer-Tropsch reaction. The Fisher-Tropsch synthesis is followed by treatment and extraction units and product work-up units which produce the desired products. | Emergency Diesel Generators (EQT 629, 639, 838, 966, &amp; 1264) | 17.11 |  | 2682 | HP |  | Sulfur Dioxide (SO2) | Unspecified | (InOrganic Compounds,Oxides of Sulfur (SOx)) | 2025884 | P | Comply with 40 CFR 60 Subpart IIII; operate the engine in accordance with the engine manufacturerâ€™s instructions and/or written procedures designed to maximize combustion efficiency and minimize fuel usage. | 0.03 | LB/HR | HOURLY MAXIMUM | BACT-PSD | NSPS , OPERATING PERMIT | U | 0 | U | 0.002 | TPY | ANNUAL MAXIMUM | 0 |  |  | 0 | 0 | N |  | BACT is determined to be compliance with the limitations imposed by 40 CFR 60 Subpart IIII and its associated monitoring, recordkeeping, and reporting requirements; and operating the engine in accordance with the engine manufacturerâ€™s instructions and/or written procedures (consistent with safe operation) designed to maximize combustion efficiency and minimize fuel usage. Limit sulfur in diesel to 15 ppm.
LA-0296 | LAKE CHARLES CHEMICAL COMPLEX LDPE UNIT | SASOL CHEMICALS (USA) LLC | CALCASIEU | LA | 70669 | USA | ERIC RODRIGUEZ | (281) 588-3761 | ERIC.RODRIGUEZ@US.SASOL.COM | 6 | LA001 | LOUISIANA DEPARTMENT OF ENV QUALITY | MR. BRYAN D. JOHNSTON | (225)219-3450 | BRYAN.JOHNSTON@LA.GOV |  | PSD-LA-779 | 2821 | 325211 | 110017418061 | 05/02/2013 &nbsp;ACT | 05/23/2014 &nbsp;ACT | 2016-09-12 | 2017-04-28 | B |  | The Low Density Polyethylene (LDPE) Unit will produce LDPE by the high pressure polymerization of ethylene. | Complete application date = date of administrative completeness This RBLC entry addresses the Low Density Polyethylene (LDPE) Unit of the Lake Charles Cracker Project (LCCP). This entry also addresses the Emergency Diesel Generators associated with the entire LCCP, as all of the permitted units are identical. | Emergency Diesel Generators (EQTs 622, 671, 773, 850, 994, 995, 996, 1033, 1077, 1105, &amp; 1202) | 17.11 | Diesel | 2682 | HP | Non-emergency use is limited to 100 hours per year. | Sulfur Dioxide (SO2) | Unspecified | (InOrganic Compounds,Oxides of Sulfur (SOx)) | 2025884 | P | Compliance with 40 CFR 60 Subpart IIII; operating the engine in accordance with the engine manufacturerâ€™s instructions and/or written procedures (consistent with safe operation) designed to maximize combustion efficiency and minimize fuel usage. | 0.03 | LB/HR | HOURLY MAXIMUM | BACT-PSD | NSPS , OPERATING PERMIT | U | 0 | U | 0.002 | TPY | ANNUAL MAXIMUM | 0 |  |  | 0 | 0 | N |  | Fuel sulfur content is limited to 15 ppm. BACT is determined to be compliance with the limitations imposed by 40 CFR 60 Subpart IIII and its associated monitoring, recordkeeping, and reporting requirements; and operating the engine in accordance with the engine manufacturerâ€™s instructions and/or written procedures (consistent with safe operation) designed to maximize combustion efficiency and minimize fuel usage.
LA-0305 | LAKE CHARLES METHANOL FACILITY | LAKE CHARLES METHANOL, LLC | CALCASIEU PARISH | LA | 70669 | USA | JOHN MCDANIEL | 318-308-0322 | JMCDANIEL@LAKECHARLESMETHANOL.COM | 6 | LA001 | LOUISIANA DEPARTMENT OF ENV QUALITY | MR. BRYAN D. JOHNSTON | (225)219-3450 | BRYAN.JOHNSTON@LA.GOV | Dan Nguyen - (225)219-3395 | PSD-LA-803(M1) | 2869 | 325199 | 110067180366 | 06/16/2016 &nbsp;ACT | 06/30/2016 &nbsp;ACT | 2017-03-07 | 2017-04-28 | A |  | Proposed facility to produce methanol, H2, H2SO4, CO2, Argon and electricity from Pet Coke | PSD-LA-803 was issued 2/24/2016. The facility has not commence construction when Permit PSD-LA-803(M1) was issued. | Diesel Engines (Emergency) | 17.11 | Diesel | 4023 | hp |  | Sulfur Dioxide (SO2) | Unspecified | (InOrganic Compounds,Oxides of Sulfur (SOx)) | 2025884 | P | Complying with 40 CFR 60 Subpart IIII | 0 |  |  | BACT-PSD | NSPS | U | 0 | U | 0 |  |  | 0 |  |  | 0 | 0 | N
LA-0309 | BENTELER STEEL TUBE FACILITY | BENTELER STEEL / TUBE MANUFACTURING CORPORATION | CADDO | LA | 71115 | USA | MYRNA PACHECO PONCE DE LEON | 318-216-4206 | MYRNA.PACHECO@BENTELER.COM | 6 | LA001 | LOUISIANA DEPARTMENT OF ENV QUALITY | MR. BRYAN D. JOHNSTON | (225)219-3450 | BRYAN.JOHNSTON@LA.GOV | Permit Writer: Dan Nguyen - 225-219-3395 | PSD-LA-774(M1) | 3312 | 331111 | 110055592318 | 02/09/2015 &nbsp;ACT | 06/04/2015 &nbsp;ACT | 2017-03-09 | 2017-04-28 | A |  | A facility to produce 600,000 metric tons per year of seamless steel pipe from purchased billets. A steel production facility (including an electric arc furnace (EAF)) was added. | Permit PSD-LA-774 was issued on May 17, 2013 for the construction of the hot rolling mill. An EAF was authorized this time. | Emergency Generator Engines | 17.11 | Diesel | 2922 | hp (each) |  | Sulfur Dioxide (SO2) | Unspecified | (InOrganic Compounds,Oxides of Sulfur (SOx)) | 2025884 | N |  | 0 |  |  | BACT-PSD |  | U | 0 | U | 0 |  |  | 0 |  |  | 0 | 0 | N
MI-0423 | INDECK NILES, LLC | INDECK NILES, LLC | CASS | MI | 49120 | USA | MICHAEL DUBOIS | 847-520-3212 | MDUBOIS@INDECKENERGY.COM | 5 | MI001 | MICHIGAN DEPT OF ENVIRONMENTAL QUALITY | MS. CINDY SMITH | (517)284-6802 | SMITHC17@MICHIGAN.GOV | Please contact the permit engineer, Catherine Asselin at 517-284-6786, or at asselinc@michigan.gov, for technical questions regarding the permit. Thank you. | 75-16 | 4911 | 221112 | Not Found | 10/25/2016 &nbsp;ACT | 01/04/2017 &nbsp;ACT | 2017-06-02 | 2018-03-08 | A |  | Natural gas combined cycle power plant. | The permit includes equipment not entered into the RBLC due to a lack of emission limits or material limits; these include a cold cleaner, a number of space heaters, and two fuel tanks. | EUEMENGINE (Diesel fuel emergency engine) | 17.11 | Diesel Fuel | 22.68 | MMBTU/H | a 2,922 horsepower (HP) (2,179 kilowatts (kW)) diesel fueled emergency engine manufactured in 2011 or later and a displacement of <10 liters/cylinder. Restricted to 4 hours/day, except during emergency conditions and stack testing, and 500 hours/year on a 12-month rolling time period basis. | Sulfur Dioxide (SO2) | Unspecified | (InOrganic Compounds,Oxides of Sulfur (SOx)) | 2025884 | P | Good combustion practices and meeting NSPS Subpart IIII requirements. | 15 | PPM | FUEL SUPPLIER CERTIFICATION RECORDS | BACT-PSD | NSPS , SIP | N | 0 | N | 0 |  |  | 0 |  |  | 0 | 0 | N |  | NOTE: The &lsquo;&lsquo;Avg. Time/Conditions&lsquo;&lsquo; for the emission limit of 15 ppm identified above is fuel supplier certification records or fuel sample test data, for each delivery of diesel fuel oil. The diesel material limit is 15 ppm of sulfur (0.0015 percent) by weight.
NV-0047 | NELLIS AIR FORCE BASE | 99 CIVIL ENGINEER SQUADRON OF USAF | CLARK | NV | 891555210 | USA | SHIMI MATHEW | 7026522548 |  | 9 | NV002 | CLARK CO. DEPT. OF AIR QUALITY | MR. SANTOSH MATHEW | (702)455-5942 | Mathew@ClarkCountyNV.gov | DAVID C. LEE, RBLC COORDINATOR, TEL: 702-455-1673 | 114 | 9711 | 928110 | 110027848319 | 09/26/2007 &nbsp;ACT | 02/26/2008 &nbsp;ACT | 2008-10-21 | 2008-10-21 | A |  | THE FACILITY IS A MILITARY INSTALLATION WITH A LARGE NUMBER OF PROCESSES SUPPORTING THE AIR FORCE'S OPERATIONS. | THIS REPORT IS BASED ON THE PERMIT ISSUED TO THE NELLIS AIR FORCE BASE FOR MODIFICATION 37, REVISION 2. THE FACILITY IS A MAJOR STATIONARY SOURCE FOR NITROGEN OXIDES. THE FACILITY IS LOCATED IN A NON-ATTAINMENT AREA FOR OZONE, PM-10, AND CARBON MONOXIDE. A FEW MINOR PROCESSES, WHICH WERE NOT REVIEWED IN THIS PERMITTING ACTION, ARE NOT INCLUDED IN THIS REPORT. A PART 70 PERMIT FOR THIS NEW MAJOR SOURCE IS YET TO BE ISSUED. | LARGE INTERNAL COMBUSTION ENGINES (&gt;500 HP) | 17.11 | DIESEL OIL |  |  | THE FACILITY HAS A TOTAL OF TEN (10) LARGE DIESEL GENERATORS, INCLUDING FOUR NEW ONES APPROVED IN THE PERMITTING ACTION. ALL OF THEM ARE SUBJECT TO THE LIMIT OF OPERATING TIME FOR TESTING AND MAINTENANCE FOR 90 HOURS PER YEAR. EMISSION UNIT G010 (ONAN GENERATOR, 1,350 HP) IS SELECTED TO SHOW THE BACT DETERMINATIONS. | Sulfur Dioxide (SO2) | Unspecified | (InOrganic Compounds,Oxides of Sulfur (SOx)) | 2025884 | P | LIMITING SULFUR CONTENT IN THE DIESEL OIL TO 0.05% | 0.02 | G/B-HP-H |  | BACT-PSD | SIP , OPERATING PERMIT | N | 0 | U | 0.06 | LB/H |  | 0 |  |  | 0 | 0 | N
NY-0104 | CPV VALLEY ENERGY CENTER | CPV VALLEY LLC | ORANGE | NY | 10940 | USA |  |  |  | 2 | NY001 | NEW YORK DEPT. OF ENVIRONMENTAL CONSERVATION | MR. NICK ONDERDONK-MILNE | (518)402-8403 | nick.onderdonk-milne@dec.ny.gov | DEC Region 3 845-256-3000 | 3-335600136/00001 | 4911 | 221112 | 110043332471 | 08/01/2013 &nbsp;ACT | 08/01/2013 &nbsp;ACT | 2017-08-25 | 2017-09-28 | A |  | CPV Valley Energy Center is a 680 MW combined cycle electric generating facility located in Middletown, NY. The combustion turbines are rated at 2,234 MMBTU/H firing natural gas and 2,145 MMBTU/H firing diesel fuel. The duct burners are rated for 500 MMBTU/H firing natural gas. In addition to the turbines their emission limits for the auxiliary boiler (73.5 MMBTU/H), emergency generator, fire pump, and gas heater. | State Facility Permit | Emergency generator | 17.11 | ultra low sulfur diesel | 0 |  |  | Sulfur Dioxide (SO2) | Other - EPA approved method | (InOrganic Compounds,Oxides of Sulfur (SOx)) | 2025884 | P | Ultra low sulfur diesel with maximum sulfur content 0.0015 percent. | 0.0014 | LB/MMBTU | 1 H | BACT-PSD |  | U | 0 | U | 0 |  |  | 0 |  |  | 0 | 0 | N
OK-0128 | MID AMERICAN STEEL ROLLING MILL | MID AMERICAN STEEL AND WIRE COMPANY | MARSHALL | OK | 73446 | USA |  |  |  | 6 | OK001 | OKLAHOMA DEPARTMENT OF ENVIRONMENTAL QUALITY | MR. LEE WARDEN | (405)702-4182 | LEE.WARDEN@DEQ.OK.GOV |  | 2003-106-C(M-1) PSD | 3312 | 331111 | 110022524062 | 03/26/2008 &nbsp;ACT | 09/08/2008 &nbsp;ACT | 2008-12-31 | 2010-12-17 | B |  | THE FACILITY WAS CONSTRUCTED UNDER PERMIT NO. 2003-106-C ISSUED MARCH 25, 2003, AND IS CURRENTLY OPERATED UNDER PERMIT NO. 2003-106-O ISSUED JANUARY 3, 2005. THE FACILITY CURRENTLY OPERATES A SINGLE 74 MMBTUH GAS-FIRED FURNACE FOR SOFTENING STEEL BILLETS SO THAT THEY CAN BE DRAWN IN TO WIRE. | MID AMERICAN PROPOSES TO INSTALL TWO ELECTRIC ARC STEEL MELTING FURNACES. THE FURNACES WERE FABRICATED IN 2000 FOR INSTALLATION AT ANOTHER COMPANY SITE THAT WAS NOT CONSTRUCTED, THE PROPOSED GRIFFIN WHEEL PLANT AT TULSA. THE PROPOSED FURNACES WILL BE CAPABLE OF PRODUCING A TOTAL OF APPROXIMATELY 80 TONS/HR (640,000 TONS PER YEAR) OF Â¿BILLETÂ¿ Â¿ (BAR-SHAPED INGOTS) STEEL. THE STEEL MAY BE USED ON-SITE IN THE EXISTING WIRE PRODUCTION UNIT OR SOLD TO OTHER MILLS. | Emergency Generator | 17.11 | No. 2 diesel | 1200 | HP |  | Sulfur Dioxide (SO2) | Unspecified | (InOrganic Compounds,Oxides of Sulfur (SOx)) | 2025884 | P | 500 hours per year, 0.05% sulfur diesel fuel | 0.49 | LB/H |  | BACT-PSD |  | U | 95 | U | 0.05 | % SULFUR IN FUEL |  | 0 |  |  | 0 | 0 | N
OK-0129 | CHOUTEAU POWER PLANT | ASSOCIATED ELECTRIC COOPERATIVE INC | MAYES | OK | 74362 | USA |  |  |  | 6 | OK001 | OKLAHOMA DEPARTMENT OF ENVIRONMENTAL QUALITY | MR. LEE WARDEN | (405)702-4182 | LEE.WARDEN@DEQ.OK.GOV |  | 2007-115-C(M-1)PSD | 4911 | 221112 | 4009700017 | 06/19/2008 &nbsp;ACT | 01/23/2009 &nbsp;ACT | 2009-11-20 | 2010-02-18 | B |  |  |  | EMERGENCY DIESEL GENERATOR (2200 HP) | 17.11 | LOW SULFUR DIESEL | 2200 | HP |  | Sulfur Dioxide (SO2) | Unspecified | (InOrganic Compounds,Oxides of Sulfur (SOx)) | 2025884 | N | LOW SULFUR DIESEL 0.05%S | 0.89 | LB/H |  | BACT-PSD | NSPS | U | 0 | U | 0 |  |  | 0 |  |  | 0 | 0 | N
PR-0009 | ENERGY ANSWERS ARECIBO PUERTO RICO RENEWABLE ENERGY PROJECT | ENERGY ANSWERS ARECIBO, LLC | ARECIBO | PR |  | USA | MARK GREEN | (347)-351-5248 |  | 2 | OT003 | EPA REGION II | MR. FRANK JON | (212)637-4085 | jon.frank@epa.gov | Ms. Viorica Petriman petriman.viorica@epa.gov | R2-PSD 1 | 4953 | 221119 | FRL-9911-10-Region 2 | 11/11/2012 &nbsp;ACT | 04/10/2014 &nbsp;ACT | 2014-10-14 | 2016-05-05 | A |  | Energy Answers Arecibo is a new resource recovery facility capable of producing up to 77 megawatts (MW) of electrical power while combusting municipal solid waste, as the primary fuel. | This is a PSD permit for a new/greenfield facility. | Emergency Diesel Generator | 17.11 | ULSD Fuel oil # 2 | 0 |  | Emergency Generator is rated at 670 BHP and is limited to 500 hr per year (emergency and testing and maintenance, combined) | Sulfur Dioxide (SO2) | Unspecified | (InOrganic Compounds,Oxides of Sulfur (SOx)) | 2025884 | N |  | 0.006 | LB/H |  | BACT-PSD |  | U | 0 | U | 0 |  |  | 0 |  |  | 0 | 0 | N
SC-0113 | PYRAMAX CERAMICS, LLC | PYRAMAX CERAMICS, LLC | ALLENDALE | SC | 29810 | USA | RICHARD DERBAWKA | 7705690079 | R.DERBAWKA@PYRAMAXCERAMICS.COM | 4 | SC001 | SOUTH CAROLINA DEPT OF HEALTH & ENV CTRL, BUREAU OF AIR QUALITY | MS. ALYSON HAYES | (803)898-3836 | camitdr@dhec.sc.gov | GEORGE S. ROBINSON (803) 898-4123 | 0160-0023 | 3295 | 327992 | Not Available | 09/16/2011 &nbsp;ACT | 02/08/2012 &nbsp;ACT | 2012-05-09 | 2012-10-17 | A |  | PYRAMAX CERAMICS PLANS TO CONSTRUCT A MANUFACTURING FACILITY FOR THE PRODUCTION OF PROPPANT BEADS FOR USE IN THE OIL AND GAS INDUSTRY. THE MAJOR RAW MATERIAL IS CLAY. THE CLAY IS MIXED WITH CHEMICALS AND THEN FIRED IN A KILN TO PRODUCE CERAMIC BEADS. INITIAL CONSTRUCTION PERMIT FOR A GREENFIELD FACILITY. | INITIAL CONSTRUCTION PERMIT FOR A GREENFIELD FACILITY. | EMERGENCY GENERATORS 1 THRU 8 | 17.11 | DIESEL | 757 | HP | THE CONSTRUCTION PERMIT AUTHORIZES THE CONSTRUCTION OF EIGHT (8) IDENTICAL EMERGENCY GENERATORS. THIS PROCESS AND POLLUTANT INFORMATION IS FOR ONE SINGLE EMERGENCT GENERATOR. | Sulfur Dioxide (SO2) | Unspecified | (InOrganic Compounds,Oxides of Sulfur (SOx)) | 2025884 | P | USE OF LOW SULFUR FUEL DIESEL, SULFUR CONTENT LESS THAN 0.0015 PERCENT. OPERATING HOURS LESS THAN 100 HOURS PER YEAR FOR MAINTENACE AND TESTING. | 0 |  |  | BACT-PSD |  | Y | 0 | N | 0 |  |  | 0 |  |  | 0 | 0 | N |  | SULFUR CONTENT OF DIESEL FUEL TO BE LESS THAT 0.0015 PERCENT. SUPPLIER CERTIFICATION OF FUEL SULFUR CONTENT SHALL BE MAINTAINED.
SC-0114 | GP ALLENDALE LP | GP ALLENDALE LP | ALLENDALE | SC | 29827 | USA | STEPHEN B. ELLINGSON, PHD | 4046525423 | SBELLING@GAPAC.COM | 4 | SC001 | SOUTH CAROLINA DEPT OF HEALTH & ENV CTRL, BUREAU OF AIR QUALITY | MS. ALYSON HAYES | (803)898-3836 | camitdr@dhec.sc.gov | JAMES M. MYERS 803-898-4123 | 0160-0020-CB | 2493 | 321219 | 110033180171 | 01/10/2008 &nbsp;ACT | 11/25/2008 &nbsp;ACT | 2012-06-05 | 2012-10-16 | A |  | GP PRODUCES ORIENTED STRAND BOARD (OSB). FACILITY WAS ORIGINALLY PERMITTED AS A SYNTHETIC MINOR FACILITY AND BEGAN CONSTRUCTION. IT WAS DISCOVERED THROUGH SOURCE TESTING THAT FACILITY HAD MAJOR PSD SOURCE EMISSIONS. | FACILITY WAS ORIGINALLY PERMITTED AS A SYNTHETIC MINOR FACILITY AND BEGAN CONSTRUCTION. IT WAS DISCOVERED THROUGH SOURCE TESTING THAT FACILITY HAD MAJOR PSD SOURCE EMISSIONS. | FIRE WATER DIESEL PUMP | 17.11 | DIESEL | 525 | HP | THE FIRE PUMP IS OPERATED INTERMITTENTLY FOR TESTING OR EMERGENCY PURPOSES. THE DIESEL FIRE PUMP IS LIMITED TO 500 HOURS OF OPERATION/YR. | Sulfur Dioxide (SO2) | EPA/OAR Mthd 6C | (InOrganic Compounds,Oxides of Sulfur (SOx)) | 2025884 | P | TUNE-UPS AND INSPECTIONS WILL BE PERFORMED AS OUTLINED IN THE GOOD MANAGEMENT PRACTICE PLAN. | 0.39 | LB/H |  | BACT-PSD |  |  | 0 |  | 0.1 | T/YR |  | 0 |  |  | 0 | 0 | N |  | ANNUAL EMISSIONS FROM THE DIESEL FIRE PUMP ARE BASED ON AN OPERATIONAL LIMIT OF 500 HR/YR.
SC-0114 | GP ALLENDALE LP | GP ALLENDALE LP | ALLENDALE | SC | 29827 | USA | STEPHEN B. ELLINGSON, PHD | 4046525423 | SBELLING@GAPAC.COM | 4 | SC001 | SOUTH CAROLINA DEPT OF HEALTH & ENV CTRL, BUREAU OF AIR QUALITY | MS. ALYSON HAYES | (803)898-3836 | camitdr@dhec.sc.gov | JAMES M. MYERS 803-898-4123 | 0160-0020-CB | 2493 | 321219 | 110033180171 | 01/10/2008 &nbsp;ACT | 11/25/2008 &nbsp;ACT | 2012-06-05 | 2012-10-16 | A |  | GP PRODUCES ORIENTED STRAND BOARD (OSB). FACILITY WAS ORIGINALLY PERMITTED AS A SYNTHETIC MINOR FACILITY AND BEGAN CONSTRUCTION. IT WAS DISCOVERED THROUGH SOURCE TESTING THAT FACILITY HAD MAJOR PSD SOURCE EMISSIONS. | FACILITY WAS ORIGINALLY PERMITTED AS A SYNTHETIC MINOR FACILITY AND BEGAN CONSTRUCTION. IT WAS DISCOVERED THROUGH SOURCE TESTING THAT FACILITY HAD MAJOR PSD SOURCE EMISSIONS. | DIESEL EMERGENCY GENERATOR | 17.11 | DIESEL | 1400 | HP | THE EMERGENCY GENERATOR IS OPERATED INTERMITTENTLY FOR TESTING OR EMERGENCY PURPOSES. | Sulfur Dioxide (SO2) | EPA/OAR Mthd 6C | (InOrganic Compounds,Oxides of Sulfur (SOx)) | 2025884 | N |  | 5.4 | LB/H |  | BACT-PSD |  |  | 0 |  | 1.35 | T/YR |  | 0 |  |  | 0 | 0 | N
SC-0115 | GP CLARENDON LP | GP CLARENDON LP | CLARENDON | SC | 29102 | USA | STEPHEN B. ELLINGSON, PHD | SYSNULL | SBELLING@GAPAC.COM | 4 | SC001 | SOUTH CAROLINA DEPT OF HEALTH & ENV CTRL, BUREAU OF AIR QUALITY | MS. ALYSON HAYES | (803)898-3836 | camitdr@dhec.sc.gov | JAMES M. MYERS 803-898-4123 | 0680-0046-CB | 2493 | 321219 | 110040507742 | 02/25/2008 &nbsp;ACT | 02/10/2009 &nbsp;ACT | 2012-06-05 | 2012-10-16 | A |  | GP PRODUCES ORIENTED STRAND BOARD (OSB). FACILITY WAS ORIGINALLY PERMITTED AS A SYNTHETIC MINOR FACILITY AND BEGAN CONSTRUCTION. SISTER FACILITY IN ALLENDALE BEGAN OPERATION BEFORE CLARENDON CONSTRUCTION WAS COMPLETE. IT WAS DISCOVERED THROUGH SOURCE TESTING THAT THE ALLENDALE FACILITY HAD MAJOR PSD SOURCE EMISSIONS. CONSTRUCTION ON CLARENDON HAD STOPPED AND HAS NOT BEEN COMPLETED AS OF MAY 2012. PSD CONSTRUCTION PERMIT WAS ISSUED TO CLARENDON ALSO. | FACILITY WAS ORIGINALLY PERMITTED AS A SYNTHETIC MINOR FACILITY AND BEGAN CONSTRUCTION. SISTER FACILITY IN ALLENDALE BEGAN OPERATION BEFORE CLARENDON CONSTRUCTION WAS COMPLETE. IT WAS DISCOVERED THROUGH SOURCE TESTING THAT THE ALLENDALE FACILITY HAD MAJOR PSD SOURCE EMISSIONS. CONSTRUCTION ON CLARENDON HAD STOPPED AND HAS NOT BEEN COMPLETED AS OF MAY 2012. PSD CONSTRUCTION PERMIT WAS ISSUED TO CLARENDON ALSO. | FIRE WATER DIESEL PUMP | 17.11 | DIESEL | 525 | HP | THE FIRE PUMP IS OPERATED INTERMITTENTLY FOR TESTING OR EMERGENCY PURPOSES. | Sulfur Dioxide (SO2) | EPA/OAR Mthd 6C | (InOrganic Compounds,Oxides of Sulfur (SOx)) | 2025884 | P | TUNE-UPS AND INSPECTIONS WILL BE PERFORMED AS OUTLINED IN THE GOOD MANAGEMENT PRACTICE PLAN. | 0.39 | LB/H |  | BACT-PSD |  |  | 0 |  | 0.1 | T/YR |  | 0 |  |  | 0 | 0 | N |  | ANNUAL EMISSIONS FROM THE DIESEL FIRE PUMP ARE BASED ON AN OPERATIONAL LIMIT OF 500 HR/YR.
SC-0115 | GP CLARENDON LP | GP CLARENDON LP | CLARENDON | SC | 29102 | USA | STEPHEN B. ELLINGSON, PHD | SYSNULL | SBELLING@GAPAC.COM | 4 | SC001 | SOUTH CAROLINA DEPT OF HEALTH & ENV CTRL, BUREAU OF AIR QUALITY | MS. ALYSON HAYES | (803)898-3836 | camitdr@dhec.sc.gov | JAMES M. MYERS 803-898-4123 | 0680-0046-CB | 2493 | 321219 | 110040507742 | 02/25/2008 &nbsp;ACT | 02/10/2009 &nbsp;ACT | 2012-06-05 | 2012-10-16 | A |  | GP PRODUCES ORIENTED STRAND BOARD (OSB). FACILITY WAS ORIGINALLY PERMITTED AS A SYNTHETIC MINOR FACILITY AND BEGAN CONSTRUCTION. SISTER FACILITY IN ALLENDALE BEGAN OPERATION BEFORE CLARENDON CONSTRUCTION WAS COMPLETE. IT WAS DISCOVERED THROUGH SOURCE TESTING THAT THE ALLENDALE FACILITY HAD MAJOR PSD SOURCE EMISSIONS. CONSTRUCTION ON CLARENDON HAD STOPPED AND HAS NOT BEEN COMPLETED AS OF MAY 2012. PSD CONSTRUCTION PERMIT WAS ISSUED TO CLARENDON ALSO. | FACILITY WAS ORIGINALLY PERMITTED AS A SYNTHETIC MINOR FACILITY AND BEGAN CONSTRUCTION. SISTER FACILITY IN ALLENDALE BEGAN OPERATION BEFORE CLARENDON CONSTRUCTION WAS COMPLETE. IT WAS DISCOVERED THROUGH SOURCE TESTING THAT THE ALLENDALE FACILITY HAD MAJOR PSD SOURCE EMISSIONS. CONSTRUCTION ON CLARENDON HAD STOPPED AND HAS NOT BEEN COMPLETED AS OF MAY 2012. PSD CONSTRUCTION PERMIT WAS ISSUED TO CLARENDON ALSO. | DIESEL EMERGENCY GENERATOR | 17.11 | DIESEL | 1400 | HP | THE EMERGENCY GENERATOR IS OPERATED INTERMITTENTLY FOR TESTING OR EMERGENCY PURPOSES. THE DIESEL EMERGENCY GENERATOR IS LIMITED TO 500 HOURS OF OPERATION PER YEAR. | Sulfur Dioxide (SO2) | EPA/OAR Mthd 6C | (InOrganic Compounds,Oxides of Sulfur (SOx)) | 2025884 | P | TUNE-UPS AND INSPECTIONS WILL BE PERFORMED AS OUTLINED IN THE GOOD MANAGEMENT PRACTICE PLAN. | 5.4 | LB/H |  | BACT-PSD |  |  | 0 |  | 1.35 | T/YR |  | 0 |  |  | 0 | 0 | N |  | ANNUAL EMISSIONS FROM THE DIESEL EMERGENCY GENERATOR ARE BASED ON AN OPERATIONAL LIMIT OF 500 HR/YR.
*AK-0084 | DONLIN GOLD PROJECT | DONLIN GOLD LLC. | BETHEL CENSUS AREA | AK | 99575 | USA | STAN FOO | 907-273-0200 | SFOO@DONLINGOLD.COM | 10 | AK001 | ALASKA DEPT OF ENVIRONMENTAL CONS | MR. JIM PLOSAY | (907) 465-5103 | JOHN.KUTERBACH@ALASKA.GOV | AK DEC DIV. OF AIR QUALITY 410 WILLOUGHBY AVE. SUITE 303 JUNEAU, AK 99801 | AQ0934CPT01 | 1041 | 212221 | Not Entered | 10/15/2015 &nbsp;ACT | 06/30/2017 &nbsp;ACT | 2018-06-21 | 2018-06-22 | A | http://dec.alaska.gov/Applications/Air/airtoolsweb/Home/ViewAttachment/16763360/d1h2U6BIY-j857LFU-WYmw2 | The Donlin Gold Project is a gold mine located 12 miles north of Crooked Creek, Alaska on the Kuskokwim River, about 280 miles northwest of Anchorage. The deposit has proven and probable reserves estimated at 33.9 million ounces of gold at 2.1 g/t and could produce up to 1.5 million ounces annually. SIC Code 1041; NAICS Code 212221. |  | Twelve (12) Large ULSD/Natural Gas-Fired Internal Combustion Engines | 17.11 | Diesel and Natural Gas | 143.5 | MMBtu/hr | Twelve 17-MW Wartsila 18V50DF ULSD/Natural Gas-Fired Internal Combustion Engines. Each engine rated at: 143.5 MMBtu/hr on ULSD 141.4 MMBtu/hr on natural gas | Volatile Organic Compounds (VOC) | Unspecified | (Volatile Organic Compounds (VOC)) | VOC | B | Oxidation Catalyst and Good Combustion Practices | 0.21 | G/KW-HR (ULSD) | 3-HOUR AVERAGE | BACT-PSD |  | U | 90 | U | 0.09 | G/KW-HR (NATURAL GAS | 3-HOUR AVERAGE | 0 |  |  | 0 | 0 | N |  | Potential VOC emissions of 94.0 tpy for each engine (EU 1-12).
*KS-0036 | WESTAR ENERGY - EMPORIA ENERGY CENTER | WESTAR ENERGY | LYON | KS | 66801 | USA | STEPHANIE HIRNER | 785-575-8447 |  | 7 | KS001 | KANSAS DEPT. OF HEALTH & ENVIRONMENT, BR. OF AIR & RADIATION, KS | GYANENDRA PRASAI, PE | 785-296-6427 | Gyanendra.X.Prasai@ks.gov | Gerald McIntyre, E-mail address: Gerald.McIntyre@ks.gov; | C-10656 | 4911 | 221112 | Not Found | 10/16/2012 &nbsp;ACT | 03/18/2013 &nbsp;ACT | 2017-08-23 | 2017-08-25 | C |  | The Westar Energy - Emporia Energy Center (Source ID: 1110046) is a fossil fuel power generation facility located in Emporia, Kansas. | This PSD permit with tracking number C-10656 is a modification of PSD permits C-9132 (issued on 5/5/2011) and C-7072 (issued 4/17/2007). | Caterpillar C18DITA Diesel Engine Generator | 17.11 | No. 2 Distillate Fuel Oil | 900 | BHP |  | Volatile Organic Compounds (VOC) | Unspecified | (Volatile Organic Compounds (VOC)) | VOC | P | utilize efficient combustion/design technology | 0.015 | G/BHP-H |  | BACT-PSD |  | U | 0 | U | 0 |  |  | 0 |  |  | 0 | 0 | N
*LA-0312 | ST. JAMES METHANOL PLANT | SOUTH LOUISIANA METHANOL LP | ST. JAMES | LA |  | USA | BRIAN JONES | (512) 394-7346 |  | 6 | LA001 | LOUISIANA DEPARTMENT OF ENV QUALITY | MR. BRYAN D. JOHNSTON | (225)219-3450 | BRYAN.JOHNSTON@LA.GOV | Permit Writer: Mr. Christopher Smith, (225) 219-3439 | PSD-LA-780(M-1) | 2869 | 325998 | Not Found | 09/30/2015 &nbsp;ACT | 06/30/2017 &nbsp;ACT | 2017-03-10 | 2017-12-27 | A |  | New MeOH plant designed to produce 5,275 metric tons per day of refined methanol from natural gas and carbon dioxide (CO2) feedstock | New methanol plant designed to produce 5,275 metric tons per day of refined methanol from natural gas and carbon dioxide (CO2) feedstock | DFP1-13 - Diesel Fire Pump Engine (EQT0013) | 17.11 | Diesel | 650 | horsepower | Operating hour limit: 100 hr/yr | Volatile Organic Compounds (VOC) | Unspecified | (Volatile Organic Compounds (VOC)) | VOC | P | Compliance with NNSPS Subpart IIII | 0.13 | LB/HR |  | BACT-PSD | NSPS , OPERATING PERMIT | U | 0 | U | 0 |  |  | 0 |  |  | 0 | 0 | N |  | Limit: 0.10 g/hp-hr
*LA-0312 | ST. JAMES METHANOL PLANT | SOUTH LOUISIANA METHANOL LP | ST. JAMES | LA |  | USA | BRIAN JONES | (512) 394-7346 |  | 6 | LA001 | LOUISIANA DEPARTMENT OF ENV QUALITY | MR. BRYAN D. JOHNSTON | (225)219-3450 | BRYAN.JOHNSTON@LA.GOV | Permit Writer: Mr. Christopher Smith, (225) 219-3439 | PSD-LA-780(M-1) | 2869 | 325998 | Not Found | 09/30/2015 &nbsp;ACT | 06/30/2017 &nbsp;ACT | 2017-03-10 | 2017-12-27 | A |  | New MeOH plant designed to produce 5,275 metric tons per day of refined methanol from natural gas and carbon dioxide (CO2) feedstock | New methanol plant designed to produce 5,275 metric tons per day of refined methanol from natural gas and carbon dioxide (CO2) feedstock | DEG1-13 - Diesel Fired Emergency Generator Engine (EQT0012) | 17.11 | Diesel | 1474 | horsepower | Operating hours limit: 100 hr/yr. | Volatile Organic Compounds (VOC) | Unspecified | (Volatile Organic Compounds (VOC)) | VOC | P | Compliance with NSPS Subpart IIII | 0.04 | LB/HR |  | BACT-PSD | NSPS , OPERATING PERMIT | U | 0 | U | 0 |  |  | 0 |  |  | 0 | 0 | N |  | Limit: 0.03 g/hp-hr
*LA-0315 | G2G PLANT | BIG LAKE FUELS LLC | CALCASIEU | LA | 70605 | USA |  |  |  | 6 | LA001 | LOUISIANA DEPARTMENT OF ENV QUALITY | MR. BRYAN D. JOHNSTON | (225)219-3450 | BRYAN.JOHNSTON@LA.GOV |  | PSD-LA-781 | 2869 | 325110 | Not Found | 09/04/2013 &nbsp;ACT | 05/23/2014 &nbsp;ACT | 2017-03-13 | 2017-03-16 | A |  | The G2G Plant will be a natural gas to gasoline production facility which will use natural gas to produce methanol that will be subsequently converted into gasoline. |  | Emergency Diesel Generator 1 | 17.11 | Diesel | 5364 | HP |  | Volatile Organic Compounds (VOC) | Unspecified | (Volatile Organic Compounds (VOC)) | VOC | P | Compliance with 40 CFR 60 Subpart IIII and 40 CFR 63 Subpart ZZZZ | 3.86 | LB/H | HOURLY MAXIMUM | BACT-PSD | NSPS , OPERATING PERMIT | U | 0 | U | 0.19 | T/YR | ANNUAL MAXIMUM | 4.8 | G/BHP-H |  | 0 | 0 | N |  | BACT Limit = 4.80G/BHP-H (6.4 G/KW-H) (12-Month Rolling Average
*LA-0315 | G2G PLANT | BIG LAKE FUELS LLC | CALCASIEU | LA | 70605 | USA |  |  |  | 6 | LA001 | LOUISIANA DEPARTMENT OF ENV QUALITY | MR. BRYAN D. JOHNSTON | (225)219-3450 | BRYAN.JOHNSTON@LA.GOV |  | PSD-LA-781 | 2869 | 325110 | Not Found | 09/04/2013 &nbsp;ACT | 05/23/2014 &nbsp;ACT | 2017-03-13 | 2017-03-16 | A |  | The G2G Plant will be a natural gas to gasoline production facility which will use natural gas to produce methanol that will be subsequently converted into gasoline. |  | Emergency Diesel Generator 2 | 17.11 | Diesel | 5364 | HP |  | Volatile Organic Compounds (VOC) | Unspecified | (Volatile Organic Compounds (VOC)) | VOC | P | Compliance with 40 CFR 60 Subpart IIII and 40 CFR 63 Subpart ZZZZ | 3.86 | LB/H | HOURLY MAXIMUM | BACT-PSD | NSPS , OPERATING PERMIT | U | 0 | U | 0.19 | T/YR | ANNUAL MAXIMUM | 4.8 | G/BHP-H |  | 0 | 0 | N |  | BACT Limit = 4.80 G/BHP-H (6.4 G/KW-H) (12-Month Rolling Average)
*LA-0315 | G2G PLANT | BIG LAKE FUELS LLC | CALCASIEU | LA | 70605 | USA |  |  |  | 6 | LA001 | LOUISIANA DEPARTMENT OF ENV QUALITY | MR. BRYAN D. JOHNSTON | (225)219-3450 | BRYAN.JOHNSTON@LA.GOV |  | PSD-LA-781 | 2869 | 325110 | Not Found | 09/04/2013 &nbsp;ACT | 05/23/2014 &nbsp;ACT | 2017-03-13 | 2017-03-16 | A |  | The G2G Plant will be a natural gas to gasoline production facility which will use natural gas to produce methanol that will be subsequently converted into gasoline. |  | Fire Pump Diesel Engine 1 | 17.11 | Diesel | 751 | HP |  | Volatile Organic Compounds (VOC) | Unspecified | (Volatile Organic Compounds (VOC)) | VOC | P | Compliance with 40 CFR 60 Subpart IIII and 40 CFR 63 Subpart ZZZZ | 0.34 | LB/H | HOURLY MAXIMUM | BACT-PSD | NSPS , OPERATING PERMIT | U | 0 | U | 0.02 | T/YR | ANNUAL MAXIMUM | 4.8 | G/BHP-H |  | 0 | 0 | N |  | BACT Limit = 4.80 G/BHP-H (6.40 G/KW-H) (12-Month Rolling Average)
*LA-0315 | G2G PLANT | BIG LAKE FUELS LLC | CALCASIEU | LA | 70605 | USA |  |  |  | 6 | LA001 | LOUISIANA DEPARTMENT OF ENV QUALITY | MR. BRYAN D. JOHNSTON | (225)219-3450 | BRYAN.JOHNSTON@LA.GOV |  | PSD-LA-781 | 2869 | 325110 | Not Found | 09/04/2013 &nbsp;ACT | 05/23/2014 &nbsp;ACT | 2017-03-13 | 2017-03-16 | A |  | The G2G Plant will be a natural gas to gasoline production facility which will use natural gas to produce methanol that will be subsequently converted into gasoline. |  | Fire Pump Diesel Engine 2 | 17.11 | Diesel | 751 | HP |  | Volatile Organic Compounds (VOC) | Unspecified | (Volatile Organic Compounds (VOC)) | VOC | P | Compliance with 40 CFR 60 Subpart IIII and 40 CFR 63 Subpart ZZZZ | 0.34 | LB/H | HOURLY MAXIMUM | BACT-PSD | NSPS , OPERATING PERMIT | U | 0 | U | 0.02 | T/YR | ANNUAL MAXIMUM | 4.8 | G/BHP-H |  | 0 | 0 | N |  | BACT Limit = 4.80 G/BHP-H (6.40 G/KW-H) (12-Month Rolling Average)
*MI-0433 | MEC NORTH, LLC AND MEC SOUTH LLC | MARSHALL ENERGY CENTER LLC | CALHOUN | MI | 49068 | USA | WILLARD LADD | 914-468-2402 | WLADD@DEVELOPMENTPARTNERS.COM | 5 | MI001 | MICHIGAN DEPT OF ENVIRONMENTAL QUALITY | MS. CINDY SMITH | (517)284-6802 | SMITHC17@MICHIGAN.GOV | There are two plants (MEC North, LLC and MEC South, LLC) that will operate as separate entities but they are considered a single stationary source and the installation of the two new plants was reviewed as a single project. There are two Air Permits to Install for the two plants (167-17 and 168-17). For technical questions regarding either of the two permits, please contact the permit engineer Ms. Catherine Asselin at 517-284-6786 or at asselinc@michigan.gov. Thank you. | 167-17 AND 168-17 | 4911 | 221112 | Not Found | 05/22/2018 &nbsp;ACT | 06/29/2018 &nbsp;ACT | 2018-08-17 | 2018-08-22 | A |  | Natural gas combined cycle power plant (two plants: north and south) | There are two plants that will operate as separate entities and each received a separate Air Permit to Install, but they are considered one stationary source and were reviewed as one project. | EUEMENGINE (North Plant): Emergency Engine | 17.11 | Diesel | 1341 | HP | A 1,341 HP (1,000 kilowatts (KW)) diesel-fired emergency engine with a model year of 2011 or later, and a displacement of <10 liters/cylinder. The engine is designed to be compliant with Tier IV emission standards. Equipped with a diesel particulate filter. | Volatile Organic Compounds (VOC) | Unspecified | (Volatile Organic Compounds (VOC)) | VOC | P | Good combustion practices. | 0.86 | LB/H | HOURLY | BACT-PSD |  | N | 0 | N | 0 |  |  | 0 |  |  | 0 | 0 | N |  | An oxidation catalyst is $30,000/ton for PM10, CO and VOC together.
*MI-0433 | MEC NORTH, LLC AND MEC SOUTH LLC | MARSHALL ENERGY CENTER LLC | CALHOUN | MI | 49068 | USA | WILLARD LADD | 914-468-2402 | WLADD@DEVELOPMENTPARTNERS.COM | 5 | MI001 | MICHIGAN DEPT OF ENVIRONMENTAL QUALITY | MS. CINDY SMITH | (517)284-6802 | SMITHC17@MICHIGAN.GOV | There are two plants (MEC North, LLC and MEC South, LLC) that will operate as separate entities but they are considered a single stationary source and the installation of the two new plants was reviewed as a single project. There are two Air Permits to Install for the two plants (167-17 and 168-17). For technical questions regarding either of the two permits, please contact the permit engineer Ms. Catherine Asselin at 517-284-6786 or at asselinc@michigan.gov. Thank you. | 167-17 AND 168-17 | 4911 | 221112 | Not Found | 05/22/2018 &nbsp;ACT | 06/29/2018 &nbsp;ACT | 2018-08-17 | 2018-08-22 | A |  | Natural gas combined cycle power plant (two plants: north and south) | There are two plants that will operate as separate entities and each received a separate Air Permit to Install, but they are considered one stationary source and were reviewed as one project. | EUEMENGINE (South Plant): Emergency Engine | 17.11 | Diesel | 1341 | HP | A 1,341 HP (1,000 kilowatts (kW)) diesel-fired emergency engine with a model year of 2011 or later, and a displacement of <10 liters/cylinder. The engine is designed to be compliant with Tier IV emission standards. Equipped with a diesel particulate filter. | Volatile Organic Compounds (VOC) | Unspecified | (Volatile Organic Compounds (VOC)) | VOC | P | Good combustion practices | 0.86 | LB/H | HOURLY | BACT-PSD |  | N | 0 | N | 0 |  |  | 0 |  |  | 0 | 0 | N |  | An oxidation catalyst is $30,000/ton for PM10, CO and VOC together.
*MI-0435 | BELLE RIVER COMBINED CYCLE POWER PLANT | DTE ELECTRIC COMPANY | ST. CLAIR | MI | 48054 | USA | MATTHEW PAUL | 313-235-3374 | MATTHEW.PAUL@DTEENERGY.COM | 5 | MI001 | MICHIGAN DEPT OF ENVIRONMENTAL QUALITY | MS. CINDY SMITH | (517)284-6802 | SMITHC17@MICHIGAN.GOV | For technical questions regarding the permit, please contact the permit engineer, Mr. John Vial, at 517-284-6805 or at vialj@michigan.gov. Thank you. | 19-18 | 4911 | 221112 | Not Found | 06/22/2018 &nbsp;ACT | 07/16/2018 &nbsp;ACT | 2018-08-23 | 2018-08-24 | B |  | Natural gas combined-cycle power plant | The new combined cycle plant is proposed to be located near DTE's existing Belle River and St. Clair coal fired power plants. The three plants will be considered a single stationary source. It will have a capacity of 1,150 megawatts. | EUEMENGINE: Emergency engine | 17.11 | Diesel | 2 | MW | A nominal 2 MW diesel-fueled emergency engine with a model year of 2011 or later, and a displacement of <10 liters/cylinder. The engine is an EPA Tier 2 certified engine subject to NSPS IIII. | Volatile Organic Compounds (VOC) | Unspecified | (Volatile Organic Compounds (VOC)) | VOC | P | State of the art combustion design. | 1.89 | LB/H | HOURLY | BACT-PSD | SIP | N | 0 | N | 0 |  |  | 0 |  |  | 0 | 0 | N
AK-0082 | POINT THOMSON PRODUCTION FACILITY | EXXON MOBIL CORPORATION | USA | AK |  | USA | MATT REILE | 907 929 4108 | MATTHEW.R.REILE@EXXONMOBIL.COM | 10 | AK001 | ALASKA DEPT OF ENVIRONMENTAL CONS | MR. JIM PLOSAY | (907) 465-5103 | JOHN.KUTERBACH@ALASKA.GOV |  | AQ1201CPT03 | 1382 | 211111 | 110058932561 | 12/13/2013 &nbsp;ACT | 01/23/2015 &nbsp;ACT | 2015-01-28 | 2016-02-19 | C | http://dec.alaska.gov/Applications/Air/airtoolsweb/Home/ViewAttachment/16685549/QXjhK6BJvK3h8EByjhru7Q2 | OIL GAS EXPLORATION AND PRODUCTION FACILITY. | Revise Existing RBLC ID AK-0076 to include pollutants: PM-10 and VOC which now trigger PSD. | Emergency Camp Generators | 17.11 | Ultra Low Sulfur Diesel | 2695 | hp | Three 2,695 hp ULSD-fired Standby Camp Generator Engines. | Volatile Organic Compounds (VOC) | Unspecified | (Volatile Organic Compounds (VOC)) | VOC | N |  | 0.0007 | LB/HP-H |  | BACT-PSD |  | U | 0 | U | 0 |  |  | 0 |  |  | 0 | 0 | N
AK-0082 | POINT THOMSON PRODUCTION FACILITY | EXXON MOBIL CORPORATION | USA | AK |  | USA | MATT REILE | 907 929 4108 | MATTHEW.R.REILE@EXXONMOBIL.COM | 10 | AK001 | ALASKA DEPT OF ENVIRONMENTAL CONS | MR. JIM PLOSAY | (907) 465-5103 | JOHN.KUTERBACH@ALASKA.GOV |  | AQ1201CPT03 | 1382 | 211111 | 110058932561 | 12/13/2013 &nbsp;ACT | 01/23/2015 &nbsp;ACT | 2015-01-28 | 2016-02-19 | C | http://dec.alaska.gov/Applications/Air/airtoolsweb/Home/ViewAttachment/16685549/QXjhK6BJvK3h8EByjhru7Q2 | OIL GAS EXPLORATION AND PRODUCTION FACILITY. | Revise Existing RBLC ID AK-0076 to include pollutants: PM-10 and VOC which now trigger PSD. | Fine Water Pumps | 17.11 | Ultra Low Sulfur Diesel | 610 | hp | Two ULSD-fired 610 hp Fine Water Pumps | Volatile Organic Compounds (VOC) | Unspecified | (Volatile Organic Compounds (VOC)) | VOC | N |  | 0.0007 | LB/HP-H |  | BACT-PSD |  | U | 0 | U | 0 |  |  | 0 |  |  | 0 | 0 | N
AK-0082 | POINT THOMSON PRODUCTION FACILITY | EXXON MOBIL CORPORATION | USA | AK |  | USA | MATT REILE | 907 929 4108 | MATTHEW.R.REILE@EXXONMOBIL.COM | 10 | AK001 | ALASKA DEPT OF ENVIRONMENTAL CONS | MR. JIM PLOSAY | (907) 465-5103 | JOHN.KUTERBACH@ALASKA.GOV |  | AQ1201CPT03 | 1382 | 211111 | 110058932561 | 12/13/2013 &nbsp;ACT | 01/23/2015 &nbsp;ACT | 2015-01-28 | 2016-02-19 | C | http://dec.alaska.gov/Applications/Air/airtoolsweb/Home/ViewAttachment/16685549/QXjhK6BJvK3h8EByjhru7Q2 | OIL GAS EXPLORATION AND PRODUCTION FACILITY. | Revise Existing RBLC ID AK-0076 to include pollutants: PM-10 and VOC which now trigger PSD. | Bulk Tank Generator Engines | 17.11 | Ultra Low Sulfur Diesel | 891 | hp | Two ULSD-fired 891 hp Bulk Tank Storage Area Generator Engines | Volatile Organic Compounds (VOC) | Unspecified | (Volatile Organic Compounds (VOC)) | VOC | N |  | 0.0007 | LB/HP-H |  | BACT-PSD |  | U | 0 | U | 0 |  |  | 0 |  |  | 0 | 0 | N
AL-0251 | HILLABEE ENERGY CENTER | CER GENERATION | TALLAPOOSA | AL |  | USA | TONY DIEMEL | 4136150637 | TONY.W.DIEMEL@CONSTELLATION.COM | 4 | AL001 | ALABAMA DEPT OF ENVIRONMENTAL MGMT | MR. DALE HURST | (334) 271-7882 | ADH@ADEM.STATE.AL.US | AMY GRAHAM (334) 271-7867 | 310-0022-X001 | 4911 | 221119 | not found | 07/09/2008 &nbsp;ACT | 09/24/2008 &nbsp;ACT | 2011-03-22 | 2015-02-09 | A |  | ENERGY PLANT |  | EMERGENCY GENERATOR | 17.11 | DIESEL | 600 | EKW |  | Volatile Organic Compounds (VOC) | Unspecified | (Volatile Organic Compounds (VOC)) | VOC | N | GOOD COMBUSTION PRACTICES | 0 |  |  | BACT-PSD |  | U | 0 | N | 0 |  |  | 0 |  |  | 0 | 0 | N |  | Contact permitting agency for emissions information.
FL-0328 | ENI - HOLY CROSS DRILLING PROJECT | ENI U.S. OPERATING COMPANY, INC. |  | FL |  | USA |  |  |  | 4 | OT005 | EPA REGION IV | MS. KATY R. FORNEY | (404) 562-9130 | forney.kathleen@epa.gov |  | OCS-EPA-R4007 | 1382 | 211112 | Not Available | 10/20/2010 &nbsp;ACT | 10/27/2011 &nbsp;ACT | 2011-10-31 | 2016-04-14 | A | http://www.epa.gov/region4/air/permits/OCSPermits/EniOCS.html | The project, known as the Holy Cross Drilling Project, will mobilize the Pathfinder drillship, and support vessels to drill in the Gulf of Mexico, Lloyd Ridge lease block 411, to determine the presence of natural gas. The exploratory drilling activity will consist of two phases: the initial drilling phase and the well completion phase; the Pathfinder will complete both phases. The operation will last up to two years, and based on applicable permitting regulations, is a â€œtemporary sourceâ€ for PSD permitting purposes. | Sys Admin: (Will Remove Note on Completion) 2/24/16 Talked to Region 4 and they did not know each polt was to be listed separately. Editor, Andrew Porter, will go into this det and correct the problem. ==================================== | Main Propulsion Engines | 17.11 | Diesel | 0 |  | WÃ¤rtsilÃ¤ Vasa 18V32 LNE and WÃ¤rtsilÃ¤ Vasa 12V32 LNE model engines | Volatile Organic Compounds (VOC) | Unspecified | (Volatile Organic Compounds (VOC)) | VOC | P | Use of good combustion practices based on the current manufacturerâ€™s specifications for these engines, and additional enhanced work practice standards including an engine performance management system and the Diesel Engines with Turbochargers (DEWT) measurement system. | 0.39 | G/KW-H | 24-HOUR ROLLING | BACT-PSD |  | U | 0 | U | 0 |  |  | 0 |  |  | 0 | 0 | N
FL-0328 | ENI - HOLY CROSS DRILLING PROJECT | ENI U.S. OPERATING COMPANY, INC. |  | FL |  | USA |  |  |  | 4 | OT005 | EPA REGION IV | MS. KATY R. FORNEY | (404) 562-9130 | forney.kathleen@epa.gov |  | OCS-EPA-R4007 | 1382 | 211112 | Not Available | 10/20/2010 &nbsp;ACT | 10/27/2011 &nbsp;ACT | 2011-10-31 | 2016-04-14 | A | http://www.epa.gov/region4/air/permits/OCSPermits/EniOCS.html | The project, known as the Holy Cross Drilling Project, will mobilize the Pathfinder drillship, and support vessels to drill in the Gulf of Mexico, Lloyd Ridge lease block 411, to determine the presence of natural gas. The exploratory drilling activity will consist of two phases: the initial drilling phase and the well completion phase; the Pathfinder will complete both phases. The operation will last up to two years, and based on applicable permitting regulations, is a â€œtemporary sourceâ€ for PSD permitting purposes. | Sys Admin: (Will Remove Note on Completion) 2/24/16 Talked to Region 4 and they did not know each polt was to be listed separately. Editor, Andrew Porter, will go into this det and correct the problem. ==================================== | Crane Engines (units 1 and 2) | 17.11 | Diesel | 0 |  | Caterpillar 3408 - 1997 model year engines | Volatile Organic Compounds (VOC) | Unspecified | (Volatile Organic Compounds (VOC)) | VOC | P | Use of certified EPA Tier 1 engines and good combustion practices based on the current manufacturerâ€™s specifications for this engine. | 1.3 | TONS PER YEAR | 12-MONTH ROLLING | BACT-PSD |  | U | 0 | U | 0 |  |  | 0 |  |  | 0 | 0 | N
FL-0328 | ENI - HOLY CROSS DRILLING PROJECT | ENI U.S. OPERATING COMPANY, INC. |  | FL |  | USA |  |  |  | 4 | OT005 | EPA REGION IV | MS. KATY R. FORNEY | (404) 562-9130 | forney.kathleen@epa.gov |  | OCS-EPA-R4007 | 1382 | 211112 | Not Available | 10/20/2010 &nbsp;ACT | 10/27/2011 &nbsp;ACT | 2011-10-31 | 2016-04-14 | A | http://www.epa.gov/region4/air/permits/OCSPermits/EniOCS.html | The project, known as the Holy Cross Drilling Project, will mobilize the Pathfinder drillship, and support vessels to drill in the Gulf of Mexico, Lloyd Ridge lease block 411, to determine the presence of natural gas. The exploratory drilling activity will consist of two phases: the initial drilling phase and the well completion phase; the Pathfinder will complete both phases. The operation will last up to two years, and based on applicable permitting regulations, is a â€œtemporary sourceâ€ for PSD permitting purposes. | Sys Admin: (Will Remove Note on Completion) 2/24/16 Talked to Region 4 and they did not know each polt was to be listed separately. Editor, Andrew Porter, will go into this det and correct the problem. ==================================== | Crane Engines (units 3 and 4) | 17.11 | Diesel | 0 |  | Caterpillar 3406 - 2008 model year engines | Volatile Organic Compounds (VOC) | Unspecified | (Volatile Organic Compounds (VOC)) | VOC | P | Use of good combustion practices, based on the current manufacturerâ€™s specifications for this engine | 1.5 | TONS PER YEAR | 12-MONTH ROLLING | BACT-PSD |  | U | 0 | U | 0 |  |  | 0 |  |  | 0 | 0 | N
FL-0328 | ENI - HOLY CROSS DRILLING PROJECT | ENI U.S. OPERATING COMPANY, INC. |  | FL |  | USA |  |  |  | 4 | OT005 | EPA REGION IV | MS. KATY R. FORNEY | (404) 562-9130 | forney.kathleen@epa.gov |  | OCS-EPA-R4007 | 1382 | 211112 | Not Available | 10/20/2010 &nbsp;ACT | 10/27/2011 &nbsp;ACT | 2011-10-31 | 2016-04-14 | A | http://www.epa.gov/region4/air/permits/OCSPermits/EniOCS.html | The project, known as the Holy Cross Drilling Project, will mobilize the Pathfinder drillship, and support vessels to drill in the Gulf of Mexico, Lloyd Ridge lease block 411, to determine the presence of natural gas. The exploratory drilling activity will consist of two phases: the initial drilling phase and the well completion phase; the Pathfinder will complete both phases. The operation will last up to two years, and based on applicable permitting regulations, is a â€œtemporary sourceâ€ for PSD permitting purposes. | Sys Admin: (Will Remove Note on Completion) 2/24/16 Talked to Region 4 and they did not know each polt was to be listed separately. Editor, Andrew Porter, will go into this det and correct the problem. ==================================== | Emergency Engine | 17.11 | Diesel | 0 |  | MAN D-2842 LE model engine | Volatile Organic Compounds (VOC) | Unspecified | (Volatile Organic Compounds (VOC)) | VOC | P | Use of good combustion practices, based on the current manufacturerâ€™s specifications for this engine | 0.03 | TONS PER YEAR | 12-MONTH ROLLING | BACT-PSD |  | U | 0 | U | 0 |  |  | 0 |  |  | 0 | 0 | N
FL-0328 | ENI - HOLY CROSS DRILLING PROJECT | ENI U.S. OPERATING COMPANY, INC. |  | FL |  | USA |  |  |  | 4 | OT005 | EPA REGION IV | MS. KATY R. FORNEY | (404) 562-9130 | forney.kathleen@epa.gov |  | OCS-EPA-R4007 | 1382 | 211112 | Not Available | 10/20/2010 &nbsp;ACT | 10/27/2011 &nbsp;ACT | 2011-10-31 | 2016-04-14 | A | http://www.epa.gov/region4/air/permits/OCSPermits/EniOCS.html | The project, known as the Holy Cross Drilling Project, will mobilize the Pathfinder drillship, and support vessels to drill in the Gulf of Mexico, Lloyd Ridge lease block 411, to determine the presence of natural gas. The exploratory drilling activity will consist of two phases: the initial drilling phase and the well completion phase; the Pathfinder will complete both phases. The operation will last up to two years, and based on applicable permitting regulations, is a â€œtemporary sourceâ€ for PSD permitting purposes. | Sys Admin: (Will Remove Note on Completion) 2/24/16 Talked to Region 4 and they did not know each polt was to be listed separately. Editor, Andrew Porter, will go into this det and correct the problem. ==================================== | Emergency Fire Pump Engine | 17.11 | Diesel | 0 |  | Detroit 8V-92 TA model engine | Volatile Organic Compounds (VOC) | Unspecified | (Volatile Organic Compounds (VOC)) | VOC | P | Use of good combustion practices, based on the current manufacturerâ€™s specifications for this engine | 0.002 | TONS PER YEAR | 12-MONTH ROLLING | BACT-PSD |  | U | 0 | U | 0 |  |  | 0 |  |  | 0 | 0 | N
FL-0338 | SAKE PROSPECT DRILLING PROJECT | BHP BILLITON PETROLEUM, INC. |  | FL |  | USA |  |  |  | 4 | OT005 | EPA REGION IV | MS. KATY R. FORNEY | (404) 562-9130 | forney.kathleen@epa.gov |  | OCS-EPA-R4008 | 1381 | 211111 | NA | 03/10/2011 &nbsp;ACT | 05/30/2012 &nbsp;ACT | 2014-02-28 | 2016-05-04 | A | http://www.regulations.gov/#!documentDetail;D=EPA-R04-OAR-2012-0239-0037 | The facility consists of a mobile offshore drilling unit (MODU) using either the Transocean ultra-deepwater C.R. Luigs or the Transocean semisubmersible DD1 to conduct exploratory oil and natural gas drilling in lease blocks within the DeSoto Canyon area of the Gulf of Mexico. | The United States Environmental Protection Agency (EPA) issued this permit pursuant to section 328 of the CAA, 42 U.S.C. Â§ 7627, and the implementing OCS Air Regulations at 40 CFR part 55, which incorporate by reference the PSD Regulations at 40 CFR Â§ 52.21 and the title V Operating Permit Program at 40 CFR part 71. This permit is based upon application materials submitted to EPA by BHP Billiton Petroleum, Inc. (BHPB), dated October 14, 2010, February 9, 2011, September 30, 2011, October 14, 2011, December 21, 2011, January 18, 2012, supplemental submittals in the administrative record for this permit action, and upon the technical analysis performed by EPA. | Main Propulsion Engines - Development Driller 1 | 17.11 | Diesel | 0 |  | Development Driller 1 has eight identical 2002 Caterpillar Model 3612-DITA, 5096 hp diesel electric engines. | Volatile Organic Compounds (VOC) | Unspecified | (Volatile Organic Compounds (VOC)) | VOC | B | Use of good combustion practices based on the current manufacturerâ€™s specifications for these engines, and additional enhanced work practice standards including an engine performance management system, positive crankcase ventilation, turbocharger with aftercooler, and high pressure fuel injection with aftercooler. | 0.62 | G/KW-H | 24-HOUR ROLLING ENGINE LOADS <55% | BACT-PSD | OPERATING PERMIT | U | 0 | U | 0.5 | G/KW-H | 24-HOUR ROLLING ENGINE LOADS >55% | 0 |  |  | 0 | 0 | N
FL-0338 | SAKE PROSPECT DRILLING PROJECT | BHP BILLITON PETROLEUM, INC. |  | FL |  | USA |  |  |  | 4 | OT005 | EPA REGION IV | MS. KATY R. FORNEY | (404) 562-9130 | forney.kathleen@epa.gov |  | OCS-EPA-R4008 | 1381 | 211111 | NA | 03/10/2011 &nbsp;ACT | 05/30/2012 &nbsp;ACT | 2014-02-28 | 2016-05-04 | A | http://www.regulations.gov/#!documentDetail;D=EPA-R04-OAR-2012-0239-0037 | The facility consists of a mobile offshore drilling unit (MODU) using either the Transocean ultra-deepwater C.R. Luigs or the Transocean semisubmersible DD1 to conduct exploratory oil and natural gas drilling in lease blocks within the DeSoto Canyon area of the Gulf of Mexico. | The United States Environmental Protection Agency (EPA) issued this permit pursuant to section 328 of the CAA, 42 U.S.C. Â§ 7627, and the implementing OCS Air Regulations at 40 CFR part 55, which incorporate by reference the PSD Regulations at 40 CFR Â§ 52.21 and the title V Operating Permit Program at 40 CFR part 71. This permit is based upon application materials submitted to EPA by BHP Billiton Petroleum, Inc. (BHPB), dated October 14, 2010, February 9, 2011, September 30, 2011, October 14, 2011, December 21, 2011, January 18, 2012, supplemental submittals in the administrative record for this permit action, and upon the technical analysis performed by EPA. | Main Propulsion Engines - C.R. Luigs | 17.11 | Diesel | 5875 | hp | C.R. Luigs has 8 identical MAN B&W 9L32/40-47 5,875 hp diesel electric engines. | Volatile Organic Compounds (VOC) | Unspecified | (Volatile Organic Compounds (VOC)) | VOC | B | Use of good combustion practices based on the current manufacturerâ€™s specifications for these engines, and additional enhanced work practice standards including an engine performance management system and the Diesel Engines with Turbochargers measurement system, positive crankcase ventilation, turbocharger and aftercooler, and high pressure fuel injection with aftercooler. | 0.39 | G/KW-H | 24-HOUR ROLLING | BACT-PSD | OPERATING PERMIT | U | 0 | U | 0 |  |  | 0 |  |  | 0 | 0 | N
FL-0338 | SAKE PROSPECT DRILLING PROJECT | BHP BILLITON PETROLEUM, INC. |  | FL |  | USA |  |  |  | 4 | OT005 | EPA REGION IV | MS. KATY R. FORNEY | (404) 562-9130 | forney.kathleen@epa.gov |  | OCS-EPA-R4008 | 1381 | 211111 | NA | 03/10/2011 &nbsp;ACT | 05/30/2012 &nbsp;ACT | 2014-02-28 | 2016-05-04 | A | http://www.regulations.gov/#!documentDetail;D=EPA-R04-OAR-2012-0239-0037 | The facility consists of a mobile offshore drilling unit (MODU) using either the Transocean ultra-deepwater C.R. Luigs or the Transocean semisubmersible DD1 to conduct exploratory oil and natural gas drilling in lease blocks within the DeSoto Canyon area of the Gulf of Mexico. | The United States Environmental Protection Agency (EPA) issued this permit pursuant to section 328 of the CAA, 42 U.S.C. Â§ 7627, and the implementing OCS Air Regulations at 40 CFR part 55, which incorporate by reference the PSD Regulations at 40 CFR Â§ 52.21 and the title V Operating Permit Program at 40 CFR part 71. This permit is based upon application materials submitted to EPA by BHP Billiton Petroleum, Inc. (BHPB), dated October 14, 2010, February 9, 2011, September 30, 2011, October 14, 2011, December 21, 2011, January 18, 2012, supplemental submittals in the administrative record for this permit action, and upon the technical analysis performed by EPA. | Fast Rescue Craft Diesel Engine - C.R. Luigs | 17.11 | diesel | 142 | hp | Use of good combustion practices based on the current manufacturerâ€™s specifications for these engines, use of low sulfur diesel fuel and turbocharger | Volatile Organic Compounds (VOC) | Unspecified | (Volatile Organic Compounds (VOC)) | VOC | P | Use of good combustion practices based on the current manufacturerâ€™s specifications for these engines and use of low sulfur diesel fuel | 0 |  |  | BACT-PSD | OPERATING PERMIT | U | 0 | U | 0 |  |  | 0 |  |  | 0 | 0 | N
FL-0338 | SAKE PROSPECT DRILLING PROJECT | BHP BILLITON PETROLEUM, INC. |  | FL |  | USA |  |  |  | 4 | OT005 | EPA REGION IV | MS. KATY R. FORNEY | (404) 562-9130 | forney.kathleen@epa.gov |  | OCS-EPA-R4008 | 1381 | 211111 | NA | 03/10/2011 &nbsp;ACT | 05/30/2012 &nbsp;ACT | 2014-02-28 | 2016-05-04 | A | http://www.regulations.gov/#!documentDetail;D=EPA-R04-OAR-2012-0239-0037 | The facility consists of a mobile offshore drilling unit (MODU) using either the Transocean ultra-deepwater C.R. Luigs or the Transocean semisubmersible DD1 to conduct exploratory oil and natural gas drilling in lease blocks within the DeSoto Canyon area of the Gulf of Mexico. | The United States Environmental Protection Agency (EPA) issued this permit pursuant to section 328 of the CAA, 42 U.S.C. Â§ 7627, and the implementing OCS Air Regulations at 40 CFR part 55, which incorporate by reference the PSD Regulations at 40 CFR Â§ 52.21 and the title V Operating Permit Program at 40 CFR part 71. This permit is based upon application materials submitted to EPA by BHP Billiton Petroleum, Inc. (BHPB), dated October 14, 2010, February 9, 2011, September 30, 2011, October 14, 2011, December 21, 2011, January 18, 2012, supplemental submittals in the administrative record for this permit action, and upon the technical analysis performed by EPA. | Emergency Generator Diesel Engine - Development Driller 1 | 17.11 | Diesel | 2229 | hp |  | Volatile Organic Compounds (VOC) | Unspecified | (Volatile Organic Compounds (VOC)) | VOC | B | Use of good combustion practices based on the current manufacturerâ€™s specifications for these engines, use of low sulfur diesel fuel, positive crankcase ventilation, turbocharger with aftercooler, high pressure fuel injection with aftercooler | 0.04 | T/12MO ROLLING TOTAL | TONS PER YEAR 12 MONTH ROLLING TOTAL | BACT-PSD | OPERATING PERMIT | U | 0 | U | 0 |  |  | 0 |  |  | 0 | 0 | N
FL-0338 | SAKE PROSPECT DRILLING PROJECT | BHP BILLITON PETROLEUM, INC. |  | FL |  | USA |  |  |  | 4 | OT005 | EPA REGION IV | MS. KATY R. FORNEY | (404) 562-9130 | forney.kathleen@epa.gov |  | OCS-EPA-R4008 | 1381 | 211111 | NA | 03/10/2011 &nbsp;ACT | 05/30/2012 &nbsp;ACT | 2014-02-28 | 2016-05-04 | A | http://www.regulations.gov/#!documentDetail;D=EPA-R04-OAR-2012-0239-0037 | The facility consists of a mobile offshore drilling unit (MODU) using either the Transocean ultra-deepwater C.R. Luigs or the Transocean semisubmersible DD1 to conduct exploratory oil and natural gas drilling in lease blocks within the DeSoto Canyon area of the Gulf of Mexico. | The United States Environmental Protection Agency (EPA) issued this permit pursuant to section 328 of the CAA, 42 U.S.C. Â§ 7627, and the implementing OCS Air Regulations at 40 CFR part 55, which incorporate by reference the PSD Regulations at 40 CFR Â§ 52.21 and the title V Operating Permit Program at 40 CFR part 71. This permit is based upon application materials submitted to EPA by BHP Billiton Petroleum, Inc. (BHPB), dated October 14, 2010, February 9, 2011, September 30, 2011, October 14, 2011, December 21, 2011, January 18, 2012, supplemental submittals in the administrative record for this permit action, and upon the technical analysis performed by EPA. | Emergency Generator Diesel Engine - C.R. Luigs | 17.11 | diesel | 2064 | hp | Caterpillar D3516A 1998 | Volatile Organic Compounds (VOC) | Unspecified | (Volatile Organic Compounds (VOC)) | VOC | B | Use of good combustion practices based on the current manufacturerâ€™s specifications for these engines, use of low sulfur diesel fuel, positive crankcase ventilation, turbocharger with aftercooler, high pressure fuel injection with aftercooler | 0.04 | T/12MO ROLLING TOTAL | TONS PER YEAR 12 MONTH ROLLING TOTAL | BACT-PSD | OPERATING PERMIT | U | 0 | U | 0 |  |  | 0 |  |  | 0 | 0 | N
FL-0347 | ANADARKO PETROLEUM CORPORATION - EGOM | ANADARKO PETROLEUM CORPORATION |  | FL |  | USA |  |  |  | 4 | OT005 | EPA REGION IV | MS. KATY R. FORNEY | (404) 562-9130 | forney.kathleen@epa.gov |  | OCS-EPA-R4015 | 1381 | 211111 | NA | 08/12/2013 &nbsp;ACT | 09/16/2014 &nbsp;ACT | 2015-09-21 | 2016-07-06 | A | http://www.regulations.gov/contentStreamer?documentId=EPA-R04-OAR-2014-0487-0069&disposition=attachment&contentType=pdf | The facility consists of a mobile offshore drilling unit using the Transocean Discoverer Spirit and associated support vessels. The drilling sites are located east of longitude 87.5, west of the Military Mission Line (86Â°41' west longitude), at least 100 miles from the Louisiana shoreline, and at least 125 miles from the Florida shoreline. | The United States Environmental Protection Agency (EPA) issued this permit pursuant to section 328 of the CAA, 42 U.S.C. Â§ 7627, and the implementing OCS Air Regulations at 40 CFR part 55, which incorporate by reference the PSD regulations at 40 CFR Â§ 52.21 and the title V Operating Permit Program regulations at 40 CFR part 71. This permit is based upon application materials submitted to EPA by Anadarko Petroleum Corporation (Anadarko) dated December 26, 2012, March 27,2013, April 26,2013, May 3, 2013, and July 2, 2013; supplemental submittals and information in the administrative record for this permit action; and upon the technical analysis performed by EPA. | Main Propulsion Generator Diesel Engines | 17.11 | Diesel | 9910 | hp | Four 1998 Wartsila 18V32LNE 9910 hp and Two 1998 Wartsila 12V32LNE 6610 hp | Volatile Organic Compounds (VOC) | Other - Parametric or Stack Test | (Volatile Organic Compounds (VOC)) | VOC | B | Use of good combustion practices based on the most recent manufacturer's specifications issued for engines and with turbocharger, aftercooler, and high injection pressure | 0.35 | G/KW-H | ROLLING 24 HOUR AVERAGE | BACT-PSD | OPERATING PERMIT | U | 0 | U | 0 |  |  | 0 |  |  | 0 | 0 | N
FL-0347 | ANADARKO PETROLEUM CORPORATION - EGOM | ANADARKO PETROLEUM CORPORATION |  | FL |  | USA |  |  |  | 4 | OT005 | EPA REGION IV | MS. KATY R. FORNEY | (404) 562-9130 | forney.kathleen@epa.gov |  | OCS-EPA-R4015 | 1381 | 211111 | NA | 08/12/2013 &nbsp;ACT | 09/16/2014 &nbsp;ACT | 2015-09-21 | 2016-07-06 | A | http://www.regulations.gov/contentStreamer?documentId=EPA-R04-OAR-2014-0487-0069&disposition=attachment&contentType=pdf | The facility consists of a mobile offshore drilling unit using the Transocean Discoverer Spirit and associated support vessels. The drilling sites are located east of longitude 87.5, west of the Military Mission Line (86Â°41' west longitude), at least 100 miles from the Louisiana shoreline, and at least 125 miles from the Florida shoreline. | The United States Environmental Protection Agency (EPA) issued this permit pursuant to section 328 of the CAA, 42 U.S.C. Â§ 7627, and the implementing OCS Air Regulations at 40 CFR part 55, which incorporate by reference the PSD regulations at 40 CFR Â§ 52.21 and the title V Operating Permit Program regulations at 40 CFR part 71. This permit is based upon application materials submitted to EPA by Anadarko Petroleum Corporation (Anadarko) dated December 26, 2012, March 27,2013, April 26,2013, May 3, 2013, and July 2, 2013; supplemental submittals and information in the administrative record for this permit action; and upon the technical analysis performed by EPA. | Emergency Diesel Engine | 17.11 | Diesel | 3300 | hp | 1998 Wartsila 6R32LNE | Volatile Organic Compounds (VOC) | Unspecified | (Volatile Organic Compounds (VOC)) | VOC | B | Use of good combustion practices based on the most recent manufacturer's specifications issued for engines and with turbocharger, aftercooler, and high injection pressure | 0 |  |  | BACT-PSD | OPERATING PERMIT | U | 0 | U | 0 |  |  | 0 |  |  | 0 | 0 | N
FL-0348 | MURPHY EXPLORATION & PRODUCTION CO. | MURPHY EXPLORATION & PRODUCTION CO. | NA | FL |  | USA |  |  |  | 4 | OT005 | EPA REGION IV | MS. KATY R. FORNEY | (404) 562-9130 | forney.kathleen@epa.gov |  | OCS-EPA-R4009 | 1381 | 213111 | NA | 04/22/2011 &nbsp;ACT | 05/15/2012 &nbsp;ACT | 2015-09-21 | 2016-07-07 | A | http://www2.epa.gov/caa-permitting/murphy-exploration-and-production-co-outer-continental-shelf-ocs-final-permit | The facility consists of the dynamically positioned Diamond Offshore deepwater drilling vessel Ocean Confidence and an associated support fleet to conduct exploratory drilling and well completion for up to 90 calendar days within a two year period at a single well location within its Lloyd Ridge lease block 317. The drill site is located on the OCS in the Gulf of Mexico, approximately 135 miles southeast of the mouth of the Mississippi River and 180 miles from the Florida shoreline. | The United States Environmental Protection Agency (EPA) issued this permit pursuant to section 328 of the CAA, 42 U.S.C. Â§ 7627, and the implementing OCS Air Regulations at 40 CFR part 55, which incorporate by reference the PSD Regulations at 40 CFR Â§ 52.21. This permit is based upon the permit application materials submitted to EPA by Murphy Exploration & Production Co. (Murphy) dated January 13, 2011, March 21, 2011, June 22, 2011, September 12, 2011 and supplemental submittals in the administrative record for this permit action, and upon the technical analysis performed by EPA. | Source Wide Emission Limit | 17.11 | Diesel | 0 |  |  | Volatile Organic Compounds (VOC) | Other - Mass Balance | (Volatile Organic Compounds (VOC)) | VOC | P | PSD Avoidance | 39 | TONS PER YEAR | 12 MONTH ROLLING TOTAL | BACT-PSD | OPERATING PERMIT | U | 0 | U | 0 |  |  | 0 |  |  | 0 | 0 | N
IA-0095 | TATE & LYLE INDGREDIENTS AMERICAS, INC. |  | WEBSTER | IA | 50501 | USA | JOHN DENT | 2174212655 | JOHN.DENT@TATEANDLYLE.COM | 7 | IA001 | IOWA DEPARTMENT OF NATURAL RESOURCES AIR QUALITY | MR. GARY SMITH | (515) 725-9563 | GARY.SMITH@DNR.IOWA.GOV |  | PROJECT 08-126 | 2046 | 111150 | UNKNOWN | 07/01/2008 &nbsp;EST | 09/19/2008 &nbsp;ACT | 2008-09-29 | 2009-01-30 | A |  | CORN WET MILL |  | EMERGENCY GENERATOR | 17.11 | DIESEL | 700 | KW |  | Volatile Organic Compounds (VOC) | Unspecified | (Volatile Organic Compounds (VOC)) | VOC | N |  | 0.2 | G/KW-H | AVERAGE OF THREE STACK TEST RUNS | BACT-PSD | NSPS | U | 0 | U | 0.08 | T/YR | 12-MONTH ROLLING TOTAL | 0 |  |  | 0 | 0 | N
IA-0095 | TATE & LYLE INDGREDIENTS AMERICAS, INC. |  | WEBSTER | IA | 50501 | USA | JOHN DENT | 2174212655 | JOHN.DENT@TATEANDLYLE.COM | 7 | IA001 | IOWA DEPARTMENT OF NATURAL RESOURCES AIR QUALITY | MR. GARY SMITH | (515) 725-9563 | GARY.SMITH@DNR.IOWA.GOV |  | PROJECT 08-126 | 2046 | 111150 | UNKNOWN | 07/01/2008 &nbsp;EST | 09/19/2008 &nbsp;ACT | 2008-09-29 | 2009-01-30 | A |  | CORN WET MILL |  | FIRE PUMP ENGINE | 17.11 | DIESEL | 575 | HP |  | Volatile Organic Compounds (VOC) | Unspecified | (Volatile Organic Compounds (VOC)) | VOC | N |  | 0.1 | G/KW-H | AVERAGE OF THREE STACK TEST RUNS | BACT-PSD | NSPS | U | 0 | U | 0.02 | T/YR | 12-MONTH ROLLING TOTAL | 0 |  |  | 0 | 0 | N
IA-0105 | IOWA FERTILIZER COMPANY | IOWA FERTILIZER COMPANY | LEE | IA | 52658 | USA | DAVE PEARSON | (319) 246-2308 | DAVE.PEARSON@IOWAFERTILIZERS.COM | 7 | IA001 | IOWA DEPARTMENT OF NATURAL RESOURCES AIR QUALITY | MR. GARY SMITH | (515) 725-9563 | GARY.SMITH@DNR.IOWA.GOV | CHRISTOPHER A. ROLING, PE ENVIRONMENTAL ENGINEER SENIOR (515) 725-9557 CHRIS.ROLING@DNR.IOWA.GOV | 12-219 | 2873 | 325311 | 110054890392 | 08/03/2012 &nbsp;ACT | 10/26/2012 &nbsp;ACT | 2012-11-01 | 2013-08-13 | A | https://aqbweb.iowadnr.gov/airpermit/eepsdpermit.jsp ,https://aqbweb.iowadnr.gov/airpermit/eepsdpermit.jsp ,https://aqbweb.iowadnr.gov/airpermit/eepsdpermit.jsp ,https://aqbweb.iowadnr.gov/airpermit/eepsdpermit.jsp ,https://aqbweb.iowadnr.gov/airpermit/eepsdpermit.jsp ,https://aqbweb.iowadnr.gov/airpermit/eepsdpermit.jsp ,https://aqbweb.iowadnr.gov/airpermit/eepsdpermit.jsp ,https://aqbweb.iowadnr.gov/airpermit/eepsdpermit.jsp | NITROGENEOUS FERTILIZER MANUFACTURING | THE PROJECT WAS AMENDED ON 3/13/14 DUE TO SOME DESIGN CHANGES WHICH INCLUDED ADDITIONAL EMISSION UNITS/POINTS. THE NEW PROJECT IS UNDER PROJECT NUMBER/PERMIT NUMBER 13-355 | Emergency Generator | 17.11 | diesel fuel | 142 | GAL/H | rated @ 2,000 KW | Volatile Organic Compounds (VOC) | EPA/OAR Mthd 25A | (Volatile Organic Compounds (VOC)) | VOC | P | good combustion practices | 0.4 | G/KW-H | AVERAGE OF 3 STACK TEST RUNS | BACT-PSD |  | U | 0 | U | 0.44 | TONS/YR | ROLLING 12 MONTH TOTAL | 0 |  |  | 0 | 0 | N
IA-0106 | CF INDUSTRIES NITROGEN, LLC - PORT NEAL NITROGEN COMPLEX | CF INDUSTRIES NITROGEN, LLC | WOODBURY | IA | 51054 | USA | MIKE MAAS | 712-233-6222 | MMAAS@CFINDUSTRIES.COM | 7 | IA001 | IOWA DEPARTMENT OF NATURAL RESOURCES AIR QUALITY | MR. GARY SMITH | (515) 725-9563 | GARY.SMITH@DNR.IOWA.GOV | Christopher A. Roling, PE Environmental Engineer Senior Iowa DNR - Air Quality Bureau 7900 Hickman Rd, Suite 1 Windsor Heights, IA 50324 (515) 242-6002 chris.roling@dnr.iowa.gov | PN 13-037 | 2873 | 325311 | 110000414089 | 02/01/2013 &nbsp;ACT | 07/12/2013 &nbsp;ACT | 2013-07-16 | 2016-05-04 | B |  | Nitrogenous fertilizer manufacturing including ammonia, urea, and urea-ammonium nitrate (UAN) solutions. |  | Emergency Generators | 17.11 | diesel fuel | 180 | GAL/H | There are two (2) identically sized generators. | Volatile Organic Compounds (VOC) | EPA/OAR Mthd 25A | (Volatile Organic Compounds (VOC)) | VOC | P | good combustion practices | 4 | G/KW-H | AVERAGE OF THREE (3) STACK TEST RUNS | BACT-PSD |  | U | 0 | U | 0.31 | TONS/YR | ROLLING TWELVE (12) MONTH TOTAL | 0 |  |  | 0 | 0 | N
ID-0018 | LANGLEY GULCH POWER PLANT | IDAHO POWER COMPANY | PAYETTE | ID |  | USA |  | 2083885820 | TMAHLUM@IDAHOPOWER.COM | 10 | ID001 | IDAHO DEPT OF ENVIRONMENTAL QUALITY | MR. BILL ROGERS | (208)373-0437 | WILLIAM.ROGERS@DEQ.IDAHO.GOV |  | P-2009.0092 | 4911 | 221112 | UNKNOWN | 06/07/2009 &nbsp;ACT | 06/25/2010 &nbsp;ACT | 2010-08-09 | 2010-10-05 | A |  | ONE-ON-ONE COMBINED CYCLE PLANT CONSISTING OF (1) NATURAL GAS-FIRED COMBUSTION TURBINE (CT) AND (1) STEAM TURBINE. THE CT IS EQUIPPED WITH (1) HEAT RECOVERY STEAM GENERATOR (HRSG) AND DUCT BURNER. ANCILLARY EQUIPMENT INCLUDES (1) DIESEL-FIRED EMERGENCY GENERATOR, (1) DIESEL-FIRED FIRE PUMP, (1) WET COOLING TOWER, AND (6) DRY CHEMICAL STORAGE SILOS. |  | EMERGENCY GENERATOR ENGINE | 17.11 | DIESEL | 750 | KW | COMPRESSION IGNITION INTERNAL COMBUSTION (CI ICE) | Volatile Organic Compounds (VOC) | Unspecified | (Volatile Organic Compounds (VOC)) | VOC | P | TIER 2 ENGINE-BASED, GOOD COMBUSTION PRACTICES (GCP) | 6.4 | G/KW-H | NOX+NMHC | BACT-PSD | NSPS | N | 0 |  | 0 |  |  | 0 |  |  | 0 | 0 | N |  | LIMIT APPLIES TO NOX+NMHC COMBINED EMISSIONS.
IL-0114 | CRONUS CHEMICALS, LLC | CRONUS CHEMICALS, LLC | DOUGLAS | IL | 60601 | USA | ERZIN ATAC | 312-863-8638 | ERZIN.ATAC@CRONUCHEM.COM | 5 | IL001 | ILLINOIS EPA, BUREAU OF AIR | MR. RAY PILAPIL | (217) 782-2113 | ray.pilapil@illinois.gov | Permit Writer: Bob Smet 217-785-9250 robert.smet@illinois.gov | 13060007 | 2873 | 325311 | 110055568522 | 02/14/2014 &nbsp;ACT | 09/05/2014 &nbsp;ACT | 2014-12-24 | 2016-05-05 | A | http://yosemite.epa.gov/r5/in_permt.nsf/6f1ebc583aad45448625763f0053e08e/02fa71769b748f8886257da2004e4f4f!OpenDocument | Plant will produce urea and ammonia, but ammonia production will be limited to a maximum of 3 months of the year (4,880 tpd urea and 2,789 tpd ammonia). |  | Emergency Generator | 17.11 | distillate fuel oil | 3755 | HP |  | Volatile Organic Compounds (VOC) | Unspecified | (Volatile Organic Compounds (VOC)) | VOC | P | Tier IV standards for non-road engines at 40 CFR 1039.102, Table 7. | 0.4 | G/KW-H |  | BACT-PSD |  | U | 0 | U | 0 |  |  | 0 |  |  | 0 | 0 | N
IN-0158 | ST. JOSEPH ENEGRY CENTER, LLC | ST. JOSEPH ENERGY CENTER, LLC | ST. JOSEPH | IN | 46552 | USA | MR. WILLARD LADD | 9144682404 |  | 5 | IN001 | INDIANA DEPT OF ENV MGMT, OFC OF AIR | MR. MATT STUCKEY | (317) 233-0203 | mstuckey@idem.in.gov | PERMIT WRITER: JOSIAH BALOGUN 317-234-5257 JBALOGUN@IDEM.IN.GOV SECTION CHIEF: MATT STUCKEY 317-233-0203 MSTUCKEY@IDEM.IN.GOV | 141-31003-00579 | 4911 | 221112 | 110054881963 | 10/03/2011 &nbsp;ACT | 12/03/2012 &nbsp;ACT | 2013-08-15 | 2016-05-04 | A | HTTP://PERMITS.AIR.IDEM.IN.GOV/31003F.PDF | STATIONARY ELECTRIC UTILITY GENERATING STATION |  | TWO (2) EMERGENCY DIESEL GENERATORS | 17.11 | DIESEL | 1006 | HP EACH | THE TWO INTERNAL COMBUSTION ENGINES, IDENTIFIED AS EG01 AND EG02, EXHAUST THROUGH TWO (2) VENTS. | Volatile Organic Compounds (VOC) | Unspecified | (Volatile Organic Compounds (VOC)) | VOC | P | COMBUSTION DESIGN CONTROLS AND USAGE LIMITS | 1.04 | LB/H |  | BACT-PSD |  | U | 0 | U | 500 | HOURS OF OPERATION | YEARLY | 0 |  |  | 0 | 0 | N |  | LIMIT ONE AND TWO ARE FOR EACH GENERATOR
IN-0158 | ST. JOSEPH ENEGRY CENTER, LLC | ST. JOSEPH ENERGY CENTER, LLC | ST. JOSEPH | IN | 46552 | USA | MR. WILLARD LADD | 9144682404 |  | 5 | IN001 | INDIANA DEPT OF ENV MGMT, OFC OF AIR | MR. MATT STUCKEY | (317) 233-0203 | mstuckey@idem.in.gov | PERMIT WRITER: JOSIAH BALOGUN 317-234-5257 JBALOGUN@IDEM.IN.GOV SECTION CHIEF: MATT STUCKEY 317-233-0203 MSTUCKEY@IDEM.IN.GOV | 141-31003-00579 | 4911 | 221112 | 110054881963 | 10/03/2011 &nbsp;ACT | 12/03/2012 &nbsp;ACT | 2013-08-15 | 2016-05-04 | A | HTTP://PERMITS.AIR.IDEM.IN.GOV/31003F.PDF | STATIONARY ELECTRIC UTILITY GENERATING STATION |  | EMERGENCY DIESEL GENERATOR | 17.11 | DIESEL | 2012 | HP | THIS ONE (1) INTERNAL COMBUSTION ENGINE, IDENTIFIED AS EG03, EXHAUSTS THROUGH ONE (1) VENT. | Volatile Organic Compounds (VOC) | Unspecified | (Volatile Organic Compounds (VOC)) | VOC | P | COMBUSTION DESIGN CONTROLS AND USAGE LIMITS | 1.04 | LB/H | 3 HOURS | BACT-PSD |  |  | 0 |  | 500 | HOURS OF OPERATION | YEARLY | 0 |  |  | 0 | 0 | N |  | LIMIT ONE AND TWO ARE FOR EACH GENERATOR
IN-0173 | MIDWEST FERTILIZER CORPORATION | MIDWEST FERTILIZER CORPORATION | POSEY | IN | 47620 | USA | MICHAEL CHORLTON | 3176258315 |  | 5 | IN001 | INDIANA DEPT OF ENV MGMT, OFC OF AIR | MR. MATT STUCKEY | (317) 233-0203 | mstuckey@idem.in.gov | PERMIT WRITER: DAVID MATOUSEK (317) 232-8253 DMATOUSE@IDEM.IN.GOV SECTION CHIEF: NATHAN BELL (317) 233-5670 NBELL@IDEM.IN.GOV | 129-33576-00059 | 2873 | 325311 | 110059696841 | 08/26/2013 &nbsp;ACT | 06/04/2014 &nbsp;ACT | 2014-07-17 | 2016-05-04 | A | HTTP://PERMITS.AIR.IDEM.IN.GOV/33576F.PDF | A STATIONARY NITROGEN FERTILIZER MANUFACTURING FACILITY |  | DIESEL FIRED EMERGENCY GENERATOR | 17.11 | NO. 2, DIESEL | 3600 | BHP | ANNUAL OPERATING HOURS SHALL NOT EXCEED 500 HOURS. INSIGNIFICANT ACTIVITY WILL NOT BE TESTED. | Volatile Organic Compounds (VOC) | Unspecified | (Volatile Organic Compounds (VOC)) | VOC | P | GOOD COMBUSTION PRACTICES | 0.31 | G/BHP-H | 3-HR AVERAGE | BACT-PSD |  | N | 0 |  | 0 |  |  | 0 |  |  | 0 | 0 | N
IN-0179 | OHIO VALLEY RESOURCES, LLC | OHIO VALLEY RESOURCES, LLC | SPENCER | IN | 47635 | USA | DOUG WILSON | 6185990015 |  | 5 | IN001 | INDIANA DEPT OF ENV MGMT, OFC OF AIR | MR. MATT STUCKEY | (317) 233-0203 | mstuckey@idem.in.gov | SECTION CHIEF: NATHAN BELL (317) 233-5670 NBELL@IDEM.IN.GOV PERMIT WRITER: DAVID MATOUSEK (317) 232-8253 DMATOUSE@IDEM.IN.GOV | 147-32322-00062 | 2873 | 325311 | 110055148273 | 09/17/2012 &nbsp;ACT | 09/25/2013 &nbsp;ACT | 2014-08-12 | 2016-05-04 | A | HTTP://PERMITS.AIR.IDEM.IN.GOV/32322F.PDF | NITROGENOUS FERTILIZER PRODUCTION PLANT |  | DIESEL-FIRED EMERGENCY GENERATOR | 17.11 | NO. 2 FUEL OIL | 4690 | B-HP | ANNUAL HOURS OF OPERATION NOT TO EXCEED 200 HOURS. | Volatile Organic Compounds (VOC) | Unspecified | (Volatile Organic Compounds (VOC)) | VOC | P | GOOD COMBUSTION PRACTICES | 0.31 | G/B-HP-H | 3-HR AVERAGE | BACT-PSD |  | N | 0 |  | 0 |  |  | 0 |  |  | 0 | 0 | N |  | ADD ON CONTROLS ARE NOT NORMALLY REQUIRED FOR LIMITED USE EMISSION UNITS.
IN-0180 | MIDWEST FERTILIZER CORPORATION | MIDWEST FERTILIZER CORPORATION | POSEY | IN | 47620 | USA | MICHAEL CHORLTON | 3176258315 |  | 5 | IN001 | INDIANA DEPT OF ENV MGMT, OFC OF AIR | MR. MATT STUCKEY | (317) 233-0203 | mstuckey@idem.in.gov | PERMIT WRITER: DAVID MATOUSEK (317) 232-8253 DMATOUSE@IDEM.IN.GOV SECTION CHIEF: NATHAN BELL (317) 233-5670 NBELL@IDEM.IN.GOV | 129-33576-00059 | 2873 | 325311 | 110059696841 | 08/26/2013 &nbsp;ACT | 06/04/2014 &nbsp;ACT | 2014-08-12 | 2016-05-05 | A | HTTP://PERMITS.AIR.IDEM.IN.GOV/33576F.PDF | A STATIONARY NITROGEN FERTILIZER MANUFACTURING FACILITY |  | DIESEL FIRED EMERGENCY GENERATOR | 17.11 | NO. 2, DIESEL | 3600 | BHP | ANNUAL OPERATING HOURS SHALL NOT EXCEED 500 HOURS. INSIGNIFICANT ACTIVITY WILL NOT BE TESTED. | Volatile Organic Compounds (VOC) | Unspecified | (Volatile Organic Compounds (VOC)) | VOC | P | GOOD COMBUSTION PRACTICES | 0.31 | G/B-HP-H | 3-HR AVERAGE | BACT-PSD |  | N | 0 |  | 0 |  |  | 0 |  |  | 0 | 0 | N
IN-0263 | MIDWEST FERTILIZER COMPANY LLC | MIDWEST FERTILIZER COMPANY LLC | POSEY | IN | 47620 | USA | RON OGLESBY | 9703057850 |  | 5 | IN001 | INDIANA DEPT OF ENV MGMT, OFC OF AIR | MR. MATT STUCKEY | (317) 233-0203 | mstuckey@idem.in.gov | PERMIT WRITER: DEENA P. LEVERING 317-234-5400 DLEVERIN@IDEM.IN.GOV SECTION CHIEF: TRIPURARI SINHA PH.D. 317-234-4907 | 129-36943-00059 | 2873 | 325311 | 110059696841 | 03/11/2016 &nbsp;ACT | 03/23/2017 &nbsp;ACT | 2017-07-07 | 2017-08-22 | C | HTTP:PERMITS.AIR.IDEM.IN.GOV/36943F.PDF | STATIONARY NITROGEN FERTILIZER MANUFACTURING FACILITY |  | EMERGENCY GENERATORS (EU014A AND EU-014B) | 17.11 | DISTILLATE OIL | 3600 | HP EACH |  | Volatile Organic Compounds (VOC) | Unspecified | (Volatile Organic Compounds (VOC)) | VOC | P | GOOD COMBUSTION PRACTICES | 0.35 | G/HP-H EACH | 3 HOUR AVERAGE | BACT-PSD |  | N | 0 |  | 500 | H/YR EACH |  | 0 |  |  | 0 | 0 | N | 2016
LA-0254 | NINEMILE POINT ELECTRIC GENERATING PLANT | ENTERGY LOUISIANA LLC | JEFFERSON | LA | 70094 | USA | CHRISTEE HERBERT | (504) 576-5699 | CHERBER@ENTERGY.COM | 6 | LA001 | LOUISIANA DEPARTMENT OF ENV QUALITY | MR. BRYAN D. JOHNSTON | (225)219-3450 | BRYAN.JOHNSTON@LA.GOV | PERMIT WRITER: CHRIS SMITH, (225) 219-3417 | PSD-LA-752 | 4911 | 221112 | 110002049328 | 09/14/2010 &nbsp;ACT | 08/16/2011 &nbsp;ACT | 2011-09-22 | 2011-12-12 | B |  | 1827 MW POWER PLANT (PRE-PROJECT). NATURAL GAS IS PRIMARY FUEL; NO. 2 &amp; NO. 4 FUEL OIL ARE SECONDARY FUELS. PROJECT INVOLVES DECOMMISSIONING OF 2 BOILERS AND THE CONSTRUCTION OF 2 COMBINED CYCLE GAS TURBINES WITH DUCT BURNERS, A NATURAL GAS-FIRED AUXILIARY BOILER, A DIESEL GENERATOR, 2 COOLING TOWERS, A FUEL OIL STORAGE TANK, A DIESEL-FIRED FIREWASTER PUMP, AND AN ANHYDROUS AMMONIA TANK. FUELS FOR THE TURBINES INCLUDE NATURAL GAS, NO. 2 FUEL OIL, AND ULTRA LOW SULFUR DIESEL. | APPLICATION ACCEPTED RECEIVED DATE = DATE OF ADMINISTRATIVE COMPLETENESS BACT FOR GREENHOUSE GASES (CO2E) FROM THE COMBINED CYCLE TURBINE GENERATORS (UNITS 6A & 6B) IS OPERATING PROPERLY AND PERFORMING NECESSARY ROUTINE MAINTENANCE, REPAIR, AND REPLACEMENT TO MAINTAIN THE GROSS HEAT RATE AT OR BELOW 7630 BTU/KW-HR (HHV) (ANNUAL AVERAGE). | EMERGENCY DIESEL GENERATOR | 17.11 | DIESEL | 1250 | HP |  | Volatile Organic Compounds (VOC) | Unspecified | (Volatile Organic Compounds (VOC)) | VOC | P | ULTRA LOW SULFUR DIESEL AND GOOD COMBUSTION PRACTICES | 1 | G/HP-H | ANNUAL AVERAGE | BACT-PSD | OPERATING PERMIT | U | 0 | U | 0 |  |  | 1 | G/HP-H | ANNUAL AVERAGE | 0 | 0 | N
LA-0276 | BATON ROUGE JUNCTION FACILITY | COLONIAL PIPELINE COMPANY | EAST FELICIANA | LA | 70748 | USA | MICHAEL SMITH | 225-570-3012 | MDSMITH@COLPIPE.COM | 6 | LA001 | LOUISIANA DEPARTMENT OF ENV QUALITY | MR. BRYAN D. JOHNSTON | (225)219-3450 | BRYAN.JOHNSTON@LA.GOV | dan nguyen - (225)219-3395 | PSD-LA-741(M4) | 4613 | 424710 | 110000911130 | 12/01/2016 &nbsp;ACT | 12/15/2016 &nbsp;ACT | 2016-06-23 | 2017-04-28 | C |  | Pipeline Facility | Permit PSD-LA-741, issued 12/9/2008 (LA-0228) was modified. PSD-LA-741(M1) issued 11/2/2009; PSD-LA-741(M2) issued 11/20/2012; PSD-LA-741(M3) issued 2/12/2014 | Fire Pump Engines (2 units) | 17.11 | Diesel | 700 | hp |  | Volatile Organic Compounds (VOC) | Unspecified | (Volatile Organic Compounds (VOC)) | VOC | P | Comply with standards of NSPS Subpart IIII | 0 |  |  | BACT-PSD | NSPS , NESHAP | U | 0 | U | 0 |  |  | 0 |  |  | 0 | 0 | N
LA-0288 | LAKE CHARLES CHEMICAL COMPLEX | SASOL CHEMICALS (USA) LLC | CALCASIEU | LA | 70669 | USA | ERIC RODRIGUEZ | (281) 588-3761 | ERIC.RODRIGUEZ@US.SASOL.COM | 6 | LA001 | LOUISIANA DEPARTMENT OF ENV QUALITY | MR. BRYAN D. JOHNSTON | (225)219-3450 | BRYAN.JOHNSTON@LA.GOV |  | PSD-LA-778 | 2869 | 325110 | 110017418061 | 05/02/2013 &nbsp;ACT | 05/23/2014 &nbsp;ACT | 2016-07-22 | 2016-09-14 | A |  |  | Complete application date = date of administrative completeness This RBLC entry addresses the Power Unit of the Gas-to-Liquids (GTL) Project. It also addresses the Emergency Diesel Generators in the LAB-2, HPU, ASU, and GTL Units, as the engines are identical. GTL will utilize natural gas as a feedstock to produce fuel-grade hydrocarbon products, including liquefied petroleum gas (LPG), naphtha, paraffins, diesel, wax products, and base oil products. In the GTL process, natural gas will first be reformed into a synthesis gas; the synthesis gas will then be converted into liquid hydrocarbons via a Fischer-Tropsch reaction. The Fisher-Tropsch synthesis is followed by treatment and extraction units and product work-up units which produce the desired products. | Emergency Diesel Generators (EQT 629, 639, 838, 966, &amp; 1264) | 17.11 |  | 2682 | HP |  | Volatile Organic Compounds (VOC) | Unspecified | (Volatile Organic Compounds (VOC)) | VOC | P | Comply with 40 CFR 60 Subpart IIII; operate the engine in accordance with the engine manufacturerâ€™s instructions and/or written procedures designed to maximize combustion efficiency and minimize fuel usage. | 0.85 | LB/HR | HOURLY MAXIMUM | BACT-PSD | OPERATING PERMIT | U | 0 | U | 0.04 | TPY | ANNUAL MAXIMUM | 0 |  |  | 0 | 0 | N |  | BACT is determined to be compliance with the limitations imposed by 40 CFR 60 Subpart IIII and its associated monitoring, recordkeeping, and reporting requirements; and operating the engine in accordance with the engine manufacturerâ€™s instructions and/or written procedures (consistent with safe operation) designed to maximize combustion efficiency and minimize fuel usage.
LA-0292 | HOLBROOK COMPRESSOR STATION | CAMERON INTERSTATE PIPELINE LLC | CALCASIEU | LA | 70000 | USA | HUGH BERGLUND | (713) 774-4411 | HBERGLUND@SEMPRAPIPELINES.COM | 6 | LA001 | LOUISIANA DEPARTMENT OF ENV QUALITY | MR. BRYAN D. JOHNSTON | (225)219-3450 | BRYAN.JOHNSTON@LA.GOV | Permit writer: Dawei Pan, (225) 219-3413 or dawei.pan@la.gov | PSD-LA-769(M-1) | 4922 | 486210 | 110058896388 | 09/15/2015 &nbsp;ACT | 01/22/2016 &nbsp;ACT | 2016-08-04 | 2016-09-19 | A |  | Natural gas compressor station supporting the Cameron LNG Facility in Hackberry, Cameron Parish, Louisiana | Complete application date = date of administrative completeness | Emergency Generators No. 1 &amp; No. 2 | 17.11 | Diesel | 1341 | HP |  | Volatile Organic Compounds (VOC) | Unspecified | (Volatile Organic Compounds (VOC)) | VOC | P | Good combustion practices consistent with the manufacturer's recommendations to maximize fuel efficiency and minimize emissions | 0.83 | LB/HR | HOURLY MAXIMUM | BACT-PSD | OPERATING PERMIT | U | 0 | U | 0.04 | TPY | ANNUAL MAXIMUM | 0.28 | G/BHP-HR |  | 0 | 0 | N |  | Emergency generators are also subject to a BACT limit of 0.0877 lb VOC/MM Btu.
LA-0296 | LAKE CHARLES CHEMICAL COMPLEX LDPE UNIT | SASOL CHEMICALS (USA) LLC | CALCASIEU | LA | 70669 | USA | ERIC RODRIGUEZ | (281) 588-3761 | ERIC.RODRIGUEZ@US.SASOL.COM | 6 | LA001 | LOUISIANA DEPARTMENT OF ENV QUALITY | MR. BRYAN D. JOHNSTON | (225)219-3450 | BRYAN.JOHNSTON@LA.GOV |  | PSD-LA-779 | 2821 | 325211 | 110017418061 | 05/02/2013 &nbsp;ACT | 05/23/2014 &nbsp;ACT | 2016-09-12 | 2017-04-28 | B |  | The Low Density Polyethylene (LDPE) Unit will produce LDPE by the high pressure polymerization of ethylene. | Complete application date = date of administrative completeness This RBLC entry addresses the Low Density Polyethylene (LDPE) Unit of the Lake Charles Cracker Project (LCCP). This entry also addresses the Emergency Diesel Generators associated with the entire LCCP, as all of the permitted units are identical. | Emergency Diesel Generators (EQTs 622, 671, 773, 850, 994, 995, 996, 1033, 1077, 1105, &amp; 1202) | 17.11 | Diesel | 2682 | HP | Non-emergency use is limited to 100 hours per year. | Volatile Organic Compounds (VOC) | Unspecified | (Volatile Organic Compounds (VOC)) | VOC | P | Compliance with 40 CFR 60 Subpart IIII; operating the engine in accordance with the engine manufacturerâ€™s instructions and/or written procedures (consistent with safe operation) designed to maximize combustion efficiency and minimize fuel usage. | 0.85 | LB/HR | HOURLY MAXIMUM | BACT-PSD | OPERATING PERMIT | U | 0 | U | 0.04 | TPY | ANNUAL MAXIMUM | 0 |  |  | 0 | 0 | N |  | BACT is determined to be compliance with the limitations imposed by 40 CFR 60 Subpart IIII and its associated monitoring, recordkeeping, and reporting requirements; and operating the engine in accordance with the engine manufacturerâ€™s instructions and/or written procedures (consistent with safe operation) designed to maximize combustion efficiency and minimize fuel usage.
LA-0307 | MAGNOLIA LNG FACILITY | MAGNOLIA LNG, LLC | CALCASIEU | LA | 70669 | USA | KOMI HASSAN | 713-815-6900 | KHASSAN@MAGNOLIALNG.COM | 6 | LA001 | LOUISIANA DEPARTMENT OF ENV QUALITY | MR. BRYAN D. JOHNSTON | (225)219-3450 | BRYAN.JOHNSTON@LA.GOV | Permit writer: Dan Nguyen - (225)219-3395 | PSD-LA-792 | 4922 | 221210 | 110069422958 | 11/15/2015 &nbsp;ACT | 03/21/2016 &nbsp;ACT | 2017-03-08 | 2017-04-28 | A |  | A new facility to liquefy 8.0 million metric tons per year of natural gas |  | Diesel Engines | 17.11 | Diesel | 0 |  | Water Pumps (2 units) = 355 hp Tank Deluge Pumps (2 units) = 800 hp Generator = 1340 hp | Volatile Organic Compounds (VOC) | Unspecified | (Volatile Organic Compounds (VOC)) | VOC | P | good combustion practices, Use ultra low sulfur diesel, and comply with 40 CFR 60 Subpart IIII | 0 |  |  | BACT-PSD |  | U | 0 | U | 0 |  |  | 0 |  |  | 0 | 0 | N
LA-0309 | BENTELER STEEL TUBE FACILITY | BENTELER STEEL / TUBE MANUFACTURING CORPORATION | CADDO | LA | 71115 | USA | MYRNA PACHECO PONCE DE LEON | 318-216-4206 | MYRNA.PACHECO@BENTELER.COM | 6 | LA001 | LOUISIANA DEPARTMENT OF ENV QUALITY | MR. BRYAN D. JOHNSTON | (225)219-3450 | BRYAN.JOHNSTON@LA.GOV | Permit Writer: Dan Nguyen - 225-219-3395 | PSD-LA-774(M1) | 3312 | 331111 | 110055592318 | 02/09/2015 &nbsp;ACT | 06/04/2015 &nbsp;ACT | 2017-03-09 | 2017-04-28 | A |  | A facility to produce 600,000 metric tons per year of seamless steel pipe from purchased billets. A steel production facility (including an electric arc furnace (EAF)) was added. | Permit PSD-LA-774 was issued on May 17, 2013 for the construction of the hot rolling mill. An EAF was authorized this time. | Emergency Generator Engines | 17.11 | Diesel | 2922 | hp (each) |  | Volatile Organic Compounds (VOC) | Unspecified | (Volatile Organic Compounds (VOC)) | VOC | P | Complying with 40 CFR 60 Subpart IIII | 0 |  |  | BACT-PSD |  | U | 0 | U | 0 |  |  | 0 |  |  | 0 | 0 | N
LA-0313 | ST. CHARLES POWER STATION | ENTERGY LOUISIANA, LLC | ST. CHARLES | LA | 70068 | USA |  |  |  | 6 | LA001 | LOUISIANA DEPARTMENT OF ENV QUALITY | MR. BRYAN D. JOHNSTON | (225)219-3450 | BRYAN.JOHNSTON@LA.GOV |  | PSD-LA-804 | 4911 | 221112 | Not Found | 06/29/2015 &nbsp;ACT | 08/31/2016 &nbsp;ACT | 2017-03-13 | 2017-04-28 | A |  | The St. Charles Power Station (SCPS) is a new electric power generating facility consisting of two (2) natural gas-fired combined cycle gas turbines, each with a heat recovery stem generator unit equipped with duct burners, and one (1) steam generator turbine. The SCPS will will have a predicted net nominal output of 980 MW at ISO conditions with supplemental duct firing. |  | SCPS Emergency Diesel Generator 1 | 17.11 | Diesel | 2584 | HP |  | Volatile Organic Compounds (VOC) | EPA/OAR Mthd 204F | (Volatile Organic Compounds (VOC)) | VOC | P | Good combustion practices | 27.34 | LB/H | HOURLY MAXIMUM | BACT-PSD | NSPS , OPERATING PERMIT | U | 0 | U | 6.84 | T/YR | ANNUAL MAXIMUM | 0 |  |  | 0 | 0 | N |  | BACT Limit = 4.8 G/BHP-HR (NMHC + NOx)
LA-0316 | CAMERON LNG FACILITY | CAMERON LNG LLC | CAMERON | LA | 70645 | USA | CLAYTON MILLER | 337-680-4531 | CMILLER@CAMERONLNG.COM | 6 | LA001 | LOUISIANA DEPARTMENT OF ENV QUALITY | MR. BRYAN D. JOHNSTON | (225)219-3450 | BRYAN.JOHNSTON@LA.GOV | permit writer: dan nguyen (225)219-3395 | PSD-LA-766(M3) | 4922 | 221210 | 110029511883 | 12/12/2016 &nbsp;ACT | 02/17/2017 &nbsp;ACT | 2017-03-14 | 2017-04-28 | B |  | a facility to liquefy natural gas for export (5 trains) | Permit PSD-LA-766, dated 10/1/13 for liquefaction trains 1,2, and 3 Permit PSD-LA-766(M1), dated 6/26/14, for minor changes; Permit PSD-LA-766(M2), dated 3/3/16, for train 4 and 5 | emergency generator engines (6 units) | 17.11 | diesel | 3353 | hp |  | Volatile Organic Compounds (VOC) | Unspecified | (Volatile Organic Compounds (VOC)) | VOC | P | Complying with 40 CFR 60 Subpart IIII | 0 |  |  | BACT-PSD | NSPS | U | 0 | U | 0 |  |  | 0 |  |  | 0 | 0 | N
MI-0423 | INDECK NILES, LLC | INDECK NILES, LLC | CASS | MI | 49120 | USA | MICHAEL DUBOIS | 847-520-3212 | MDUBOIS@INDECKENERGY.COM | 5 | MI001 | MICHIGAN DEPT OF ENVIRONMENTAL QUALITY | MS. CINDY SMITH | (517)284-6802 | SMITHC17@MICHIGAN.GOV | Please contact the permit engineer, Catherine Asselin at 517-284-6786, or at asselinc@michigan.gov, for technical questions regarding the permit. Thank you. | 75-16 | 4911 | 221112 | Not Found | 10/25/2016 &nbsp;ACT | 01/04/2017 &nbsp;ACT | 2017-06-02 | 2018-03-08 | A |  | Natural gas combined cycle power plant. | The permit includes equipment not entered into the RBLC due to a lack of emission limits or material limits; these include a cold cleaner, a number of space heaters, and two fuel tanks. | EUEMENGINE (Diesel fuel emergency engine) | 17.11 | Diesel Fuel | 22.68 | MMBTU/H | a 2,922 horsepower (HP) (2,179 kilowatts (kW)) diesel fueled emergency engine manufactured in 2011 or later and a displacement of <10 liters/cylinder. Restricted to 4 hours/day, except during emergency conditions and stack testing, and 500 hours/year on a 12-month rolling time period basis. | Volatile Organic Compounds (VOC) | Unspecified | (Volatile Organic Compounds (VOC)) | VOC | P | Good combustion practices. | 1.87 | LB/H | TEST PROTOCOL WILL SPECIFY AVG TIME | BACT-PSD |  | N | 0 | N | 0 |  |  | 0 |  |  | 0 | 0 | N |  | On average, an oxidation catalyst is greater than $88,000/ton for CO and VOC together.
OH-0317 | OHIO RIVER CLEAN FUELS, LLC | OHIO RIVER CLEAN FUELS, LLC | COLUMBIANA | OH |  | USA | STEPHAN M. DOPUCH | 4402570054 | SDOPUCH@BAARDENERGY.COM | 5 | OH001 | OHIO ENVIRONMENTAL PROTECTION AGENCY | MR. DANA THOMPSON | 614-644-3701 | Dana.thompson@epa.ohio.gov |  | 02-22896 | 2869 | 325110 | UNKNOWN | 12/21/2007 &nbsp;ACT | 11/20/2008 &nbsp;ACT | 2008-11-28 | 2012-05-18 | A |  | COAL/BIOMASS-TO-LIQUIDS FACILITY. THE PRIMARY INDUSTRIAL PROCESSES: COAL/BIOMASS STORAGE AND HANDLING; COAL GASIFICATION; SYNGAS CLEANING (ACID GASS REMOVAL AND SULFUR RECOVERY PLANT); FISCHER-TROPSCH PROCESS (INDUSTRIAL ORGANIC CHEMICALS); PRODUCT UPGRADE PROCESS (SIMILAR TO PETROLEUM REFINING); LIQUID PRODUCT STORAGE &amp; LOADING; ELECTRIC POWER GENERATION (USE FOR ON SITE ONLY). BIOMASS IS RESTRICTED TO ONLY SAWDUST AND WOOD CHIPS. | NEW INDUSTRY, SIC AND NAICS CODE SELECTED BY FACILITY | EMERGENCY GENERATOR | 17.11 | DIESEL FUEL OIL | 2922 | HP | 2922 MAXIMUM HORSE POWER SUBJECT TO NSPS SUBPART IIII. WILL INSTALL NON-RESETTABLE HOUR METER PRIOR TO STARTUP PER 40 CFR 60.4209(A) DIESEL FUEL SHALL MEET THE REQUIREMENTS OF 40 CFR 80.510 AND 60.4207: SULFUR CONTENT OF 15 PPM MAXIMUM, CETANE INDEX OF 40 MINIMUM OR AROMATIC CONTENT OF 35 VOLUME % MAXIMUM | Volatile Organic Compounds (VOC) | Unspecified | (Volatile Organic Compounds (VOC)) | VOC | P | GOOD COMBUSTION PRACTICES AND GOOD ENGINE DESIGN | 1.39 | LB/H |  | BACT-PSD | NSPS , SIP | U | 0 | N | 0.35 | T/YR | PER ROLLING 12-MONTH PERIOD | 6.4 | G/KW-H | FOR NMHC AND NOX COMBINED, 5% NMHC | 0 | 0 | N |  | POLLUTANT IS NON METHANE HYDROCARBONS. 6.4 G/KW-H FOR NON-METHANE HYDROCARBONS AND NOX COMBINED LIMIT FROM PART 89, SECTION 112; 5% CONSIDERED NMHC IN HOURLY LIMIT CALCULATION SUBJECT TO NSPS SUBPART IIII
OH-0352 | OREGON CLEAN ENERGY CENTER | ARCADIS, US, INC. | LUCAS | OH | 43616 | USA | LYNN GRESOCK | 978-322-4520 | LYNN.GRESOCK@ARCADIS-US.CO | 5 | OH001 | OHIO ENVIRONMENTAL PROTECTION AGENCY | MR. DANA THOMPSON | 614-644-3701 | Dana.thompson@epa.ohio.gov |  | P0110840 | 4931 | 221112 | 110064669737 | 04/03/2013 &nbsp;ACT | 06/18/2013 &nbsp;ACT | 2013-07-15 | 2016-05-04 | A |  | 799 Megawatt Combined Cycle Combustion Turbine Power Plant | The permit is set up to install either 2 Mitsubishi M501 GAC units or 2 Siemens SGT-8000H units, not both; with dedicated heat recovery steam generators (HRSG), steam turbine generator, and electric generator. | Emergency generator | 17.11 | diesel | 2250 | KW | Emergency diesel fired generator restricted to 500 hours of operation per rolling 12-months. | Volatile Organic Compounds (VOC) | EPA/OAR Mthd 25A | (Volatile Organic Compounds (VOC)) | VOC | P | Purchased certified to the standards in NSPS Subpart IIII | 3.93 | LB/H |  | BACT-PSD | NSPS , OPERATING PERMIT | U | 0 | U | 0.98 | T/YR | PER ROLLING 12-MONTHS | 0 |  | SEE NOTES | 0 | 0 | N |  | Additional limit: 0.79 g VOC/kW-h; and 6.4 g NMHC + NOx/kW-h Subpart IIII standard. Method 25A if required
OK-0128 | MID AMERICAN STEEL ROLLING MILL | MID AMERICAN STEEL AND WIRE COMPANY | MARSHALL | OK | 73446 | USA |  |  |  | 6 | OK001 | OKLAHOMA DEPARTMENT OF ENVIRONMENTAL QUALITY | MR. LEE WARDEN | (405)702-4182 | LEE.WARDEN@DEQ.OK.GOV |  | 2003-106-C(M-1) PSD | 3312 | 331111 | 110022524062 | 03/26/2008 &nbsp;ACT | 09/08/2008 &nbsp;ACT | 2008-12-31 | 2010-12-17 | B |  | THE FACILITY WAS CONSTRUCTED UNDER PERMIT NO. 2003-106-C ISSUED MARCH 25, 2003, AND IS CURRENTLY OPERATED UNDER PERMIT NO. 2003-106-O ISSUED JANUARY 3, 2005. THE FACILITY CURRENTLY OPERATES A SINGLE 74 MMBTUH GAS-FIRED FURNACE FOR SOFTENING STEEL BILLETS SO THAT THEY CAN BE DRAWN IN TO WIRE. | MID AMERICAN PROPOSES TO INSTALL TWO ELECTRIC ARC STEEL MELTING FURNACES. THE FURNACES WERE FABRICATED IN 2000 FOR INSTALLATION AT ANOTHER COMPANY SITE THAT WAS NOT CONSTRUCTED, THE PROPOSED GRIFFIN WHEEL PLANT AT TULSA. THE PROPOSED FURNACES WILL BE CAPABLE OF PRODUCING A TOTAL OF APPROXIMATELY 80 TONS/HR (640,000 TONS PER YEAR) OF Â¿BILLETÂ¿ Â¿ (BAR-SHAPED INGOTS) STEEL. THE STEEL MAY BE USED ON-SITE IN THE EXISTING WIRE PRODUCTION UNIT OR SOLD TO OTHER MILLS. | Emergency Generator | 17.11 | No. 2 diesel | 1200 | HP |  | Volatile Organic Compounds (VOC) | Unspecified | (Volatile Organic Compounds (VOC)) | VOC | N |  | 0.77 | LB/H |  | BACT-PSD | SIP | Y | 0 | U | 0.19 | T/YR |  | 0 |  |  | 0 | 0 | N
OK-0129 | CHOUTEAU POWER PLANT | ASSOCIATED ELECTRIC COOPERATIVE INC | MAYES | OK | 74362 | USA |  |  |  | 6 | OK001 | OKLAHOMA DEPARTMENT OF ENVIRONMENTAL QUALITY | MR. LEE WARDEN | (405)702-4182 | LEE.WARDEN@DEQ.OK.GOV |  | 2007-115-C(M-1)PSD | 4911 | 221112 | 4009700017 | 06/19/2008 &nbsp;ACT | 01/23/2009 &nbsp;ACT | 2009-11-20 | 2010-02-18 | B |  |  |  | EMERGENCY DIESEL GENERATOR (2200 HP) | 17.11 | LOW SULFUR DIESEL | 2200 | HP |  | Volatile Organic Compounds (VOC) | Unspecified | (Volatile Organic Compounds (VOC)) | VOC | N | GOOD COMBUSTION | 1.55 | LB/H |  | BACT-PSD | NSPS | U | 0 | U | 0 |  |  | 0 |  |  | 0 | 0 | N
OK-0154 | MOORELAND GENERATING STA | WESTERN FARMERS ELECTRIC COOPERATIVE | WOODWARD | OK | 73852 | USA | GERALD BUTCHER | 405-247-4341 | G_BUTCHER@WFEC.COM | 6 | OK001 | OKLAHOMA DEPARTMENT OF ENVIRONMENTAL QUALITY | MR. LEE WARDEN | (405)702-4182 | LEE.WARDEN@DEQ.OK.GOV |  | 2008-302-C(M-1)PSD | 4911 | 221112 | 153-00002 | 08/22/2012 &nbsp;ACT | 07/02/2013 &nbsp;ACT | 2014-06-18 | 2016-07-29 | B |  | WFEC operates the Mooreland Generating Station to generate wholesale electricity which is transmitted over WFECâ€™s system. The facility was originally constructed in 1963. The electricity is sold in rural areas of approximately 3/4 of the state of Oklahoma and part of New Mexico. The Mooreland Generating Station currently consists of three high-pressure boilers that burn locally-produced natural gas. The three high-pressure boilers used to generate electricity and the auxiliary boiler used to heat the facility were constructed before May 31, 1972, and are considered â€œgrandfatheredâ€ from construction permitting requirements. | WFEC submitted a Prevention of Significant Deterioration (PSD) construction permit application for the proposed addition of a combined-cycle combustion turbine and associated support equipment to the existing Mooreland Generating Station | DIESEL-FIRED EMERGENCY GENERATOR ENGINE | 17.11 | DIESEL | 1341 | HP | <100 HR/YR OPERATION. | Volatile Organic Compounds (VOC) | Unspecified | (Volatile Organic Compounds (VOC)) | VOC | P | COMBUSTION CONTROL. | 0.0007 | LB/HP-HR |  | BACT-PSD | N/A | U | 0 | U | 0 |  |  | 0 |  |  | 0 | 0 | N
OK-0156 | NORTHSTAR AGRI IND ENID | NORTHSTAR AGRI INDUSTRIES | GARFIELD | OK | 73701 | USA | JIM DUDLEY | 701-478-5848 | JDUDLEY@NORTHSTARAGRI.COM | 6 | OK001 | OKLAHOMA DEPARTMENT OF ENVIRONMENTAL QUALITY | MR. LEE WARDEN | (405)702-4182 | LEE.WARDEN@DEQ.OK.GOV |  | 2013-0109-C PSD | 2076 | 311223 | Not Found | 01/31/2013 &nbsp;ACT | 07/31/2013 &nbsp;ACT | 2014-06-19 | 2018-05-11 | A |  | The new Northstar Agri Industries â€“ Enid facility will be designed to convert 2,500 TPD of seeds into crude oil and RBD oil. The facility consists of several processing steps to prepare seed and remove up to 100 million gallons per year of crude oil and RBD oil. | FRS Entered as &lsquo;&lsquo;047-00098&lsquo;&lsquo;. Too short for a FRS. The new Northstar Agri Industries â€“ Enid facility will be designed to convert 2,500 TPD of seeds into crude oil and RBD oil. The facility consists of several processing steps to prepare seed and remove up to 100 million gallons per year of crude oil and RBD oil. | Fire Pump Engine | 17.11 | Diesel | 550 | hp |  | Volatile Organic Compounds (VOC) | Unspecified | (Volatile Organic Compounds (VOC)) | VOC | P | Good Combustion | 0.35 | LB/MMBTU | 3-HOUR AVG | BACT-PSD | NSPS , NESHAP | U | 0 | U | 0 |  |  | 0 |  |  | 0 | 0 | N |  | AP-42 (2 fire pumps)
OK-0164 | MIDWEST CITY AIR DEPOT | TINKER AIR FORCE BASE LOGISTICS CENTER | OKLAHOMA | OK | 73145 | USA | COL. CHRISTOPHER AZZANO | 405-734-2102 | 72ABW.WORKFLOW@TINKER.AF.MIL | 6 | OK001 | OKLAHOMA DEPARTMENT OF ENVIRONMENTAL QUALITY | MR. LEE WARDEN | (405)702-4182 | LEE.WARDEN@DEQ.OK.GOV |  | 2009-394-C(M-2)PSD | 9711 | 928110 | 109-00090 | 04/09/2014 &nbsp;ACT | 01/08/2015 &nbsp;ACT | 2015-08-07 | 2016-07-06 | B |  | In February 2011, the U.S. Air Force (USAF) selected the Boeing KC-767 to replace its aging KC-135 tankers and assigned the new aircraft the designation KC-46A. Tinker AFB was selected to perform the programmed depot-level maintenance of the KC-46A aircraft. | Applicant requests authorization to construct facilities to accommodate new workload associated with the KC-46 aircraft. | Jet Engine Testing Cells | 17.11 | KEROSENE TYPE JET FUEL | 65000 | FT-LB THRUST | Test cells for F-139 jet engines (estimated at 52 per year). | Volatile Organic Compounds (VOC) | Unspecified | (Volatile Organic Compounds (VOC)) | VOC | N |  | 1.7 | TONS PER YEAR | 52 F-139 JET ENGINES | BACT-PSD | NSPS | U | 0 | U | 0 |  |  | 0 |  |  | 0 | 0 | N
OK-0175 | WILDHORSE TERMINAL | WILDHORSE TERMINAL LLC | LINCOLN | OK | 74023 | USA | GREG WARNOCK | 403-860-8760 | GREG_WARNOCK@KEYERA.COM | 6 | OK001 | OKLAHOMA DEPARTMENT OF ENVIRONMENTAL QUALITY | MR. LEE WARDEN | (405)702-4182 | LEE.WARDEN@DEQ.OK.GOV |  | 2016-1066-C PSD | 4612 | 486110 | Not Found | 09/30/2016 &nbsp;ACT | 06/29/2017 &nbsp;ACT | 2017-07-14 | 2018-05-11 | A |  | The new facility will be designed to receive crude oil via pipeline and tank trucks and store crude in tanks for later transportation via pipeline. No outbound loading stations for tank trucks will be located at the terminal. | FRS Entered as &lsquo;&lsquo;081-00099&lsquo;&lsquo;. Too short for a FRS. Wildhorse Terminal, LLC (WTL or the applicant) has submitted an application to construct a new bulk terminal located in Cushing, Oklahoma. The new facility is classified under NAICS Code 486110 â€“ Pipeline Transportation of Crude Oil. The proposed tanks will be subject to New Source Performance Standards 40 CFR Part 60 (NSPS), Subpart Kb. The facility is a listed Prevention of Significant Deterioration (PSD) major source, a crude oil storage facility exceeding 300,000-barrel (bbl) storage capacity with proposed permitted emissions in excess of 100 TPY. Potential VOC emissions have been estimated at 184.37 TPY. Therefore, the application required a full PSD review. | Emergency Use Engines &gt; 500 HP | 17.11 | Diesel | 0 |  | One (1) 700-hp firewater pump engine. | Volatile Organic Compounds (VOC) | Unspecified | (Volatile Organic Compounds (VOC)) | VOC | P | Good combustion practices. Certified to meet EPA Tier 3 engine standards. Shall be limited to operate at no more than 500 hr/yr. | 3 | GM/HP-HR |  | BACT-PSD | NSPS | U | 0 | U | 0 |  |  | 0 |  |  | 0 | 0 | N |  | 40 CFR Part 60, Subpart IIII.
PR-0009 | ENERGY ANSWERS ARECIBO PUERTO RICO RENEWABLE ENERGY PROJECT | ENERGY ANSWERS ARECIBO, LLC | ARECIBO | PR |  | USA | MARK GREEN | (347)-351-5248 |  | 2 | OT003 | EPA REGION II | MR. FRANK JON | (212)637-4085 | jon.frank@epa.gov | Ms. Viorica Petriman petriman.viorica@epa.gov | R2-PSD 1 | 4953 | 221119 | FRL-9911-10-Region 2 | 11/11/2012 &nbsp;ACT | 04/10/2014 &nbsp;ACT | 2014-10-14 | 2016-05-05 | A |  | Energy Answers Arecibo is a new resource recovery facility capable of producing up to 77 megawatts (MW) of electrical power while combusting municipal solid waste, as the primary fuel. | This is a PSD permit for a new/greenfield facility. | Emergency Diesel Generator | 17.11 | ULSD Fuel oil # 2 | 0 |  | Emergency Generator is rated at 670 BHP and is limited to 500 hr per year (emergency and testing and maintenance, combined) | Volatile Organic Compounds (VOC) | Unspecified | (Volatile Organic Compounds (VOC)) | VOC | N |  | 0.15 | G/B-HP-H |  | BACT-PSD |  | U | 0 | U | 0.22 | LB/H |  | 0 |  |  | 0 | 0 | N
SC-0113 | PYRAMAX CERAMICS, LLC | PYRAMAX CERAMICS, LLC | ALLENDALE | SC | 29810 | USA | RICHARD DERBAWKA | 7705690079 | R.DERBAWKA@PYRAMAXCERAMICS.COM | 4 | SC001 | SOUTH CAROLINA DEPT OF HEALTH & ENV CTRL, BUREAU OF AIR QUALITY | MS. ALYSON HAYES | (803)898-3836 | camitdr@dhec.sc.gov | GEORGE S. ROBINSON (803) 898-4123 | 0160-0023 | 3295 | 327992 | Not Available | 09/16/2011 &nbsp;ACT | 02/08/2012 &nbsp;ACT | 2012-05-09 | 2012-10-17 | A |  | PYRAMAX CERAMICS PLANS TO CONSTRUCT A MANUFACTURING FACILITY FOR THE PRODUCTION OF PROPPANT BEADS FOR USE IN THE OIL AND GAS INDUSTRY. THE MAJOR RAW MATERIAL IS CLAY. THE CLAY IS MIXED WITH CHEMICALS AND THEN FIRED IN A KILN TO PRODUCE CERAMIC BEADS. INITIAL CONSTRUCTION PERMIT FOR A GREENFIELD FACILITY. | INITIAL CONSTRUCTION PERMIT FOR A GREENFIELD FACILITY. | EMERGENCY GENERATORS 1 THRU 8 | 17.11 | DIESEL | 757 | HP | THE CONSTRUCTION PERMIT AUTHORIZES THE CONSTRUCTION OF EIGHT (8) IDENTICAL EMERGENCY GENERATORS. THIS PROCESS AND POLLUTANT INFORMATION IS FOR ONE SINGLE EMERGENCT GENERATOR. | Volatile Organic Compounds (VOC) | Unspecified | (Volatile Organic Compounds (VOC)) | VOC | P | PURCHASE ENGINES CERTIFIED TO COMPLY WITH NSPS, SUBPART IIII. | 4 | GR/KW-H |  | BACT-PSD | NSPS | Y | 0 | N | 0 |  |  | 0 |  |  | 0 | 0 | N |  | FACILITY MUST PURCHASE ENGINES CERTIFIED BY THE MANUFACTURER TO MEET NSPS, SUBPART IIII. FACILITY TO MAINTAIN RECORDS TO SHOW COMPLIANCE WITH NSPS, SUBPART IIII.
SC-0114 | GP ALLENDALE LP | GP ALLENDALE LP | ALLENDALE | SC | 29827 | USA | STEPHEN B. ELLINGSON, PHD | 4046525423 | SBELLING@GAPAC.COM | 4 | SC001 | SOUTH CAROLINA DEPT OF HEALTH & ENV CTRL, BUREAU OF AIR QUALITY | MS. ALYSON HAYES | (803)898-3836 | camitdr@dhec.sc.gov | JAMES M. MYERS 803-898-4123 | 0160-0020-CB | 2493 | 321219 | 110033180171 | 01/10/2008 &nbsp;ACT | 11/25/2008 &nbsp;ACT | 2012-06-05 | 2012-10-16 | A |  | GP PRODUCES ORIENTED STRAND BOARD (OSB). FACILITY WAS ORIGINALLY PERMITTED AS A SYNTHETIC MINOR FACILITY AND BEGAN CONSTRUCTION. IT WAS DISCOVERED THROUGH SOURCE TESTING THAT FACILITY HAD MAJOR PSD SOURCE EMISSIONS. | FACILITY WAS ORIGINALLY PERMITTED AS A SYNTHETIC MINOR FACILITY AND BEGAN CONSTRUCTION. IT WAS DISCOVERED THROUGH SOURCE TESTING THAT FACILITY HAD MAJOR PSD SOURCE EMISSIONS. | FIRE WATER DIESEL PUMP | 17.11 | DIESEL | 525 | HP | THE FIRE PUMP IS OPERATED INTERMITTENTLY FOR TESTING OR EMERGENCY PURPOSES. THE DIESEL FIRE PUMP IS LIMITED TO 500 HOURS OF OPERATION/YR. | Volatile Organic Compounds (VOC) | EPA/OAR Mthd 25A | (Volatile Organic Compounds (VOC)) | VOC | P | TUNE-UPS AND INSPECTIONS WILL BE PERFORMED AS OUTLINED IN THE GOOD MANAGEMENT PRACTICE PLAN. | 0.47 | LB/H |  | BACT-PSD |  |  | 0 |  | 0.12 | T/YR |  | 0 |  |  | 0 | 0 | N |  | ANNUAL EMISSIONS FROM THE DIESEL FIRE PUMP ARE BASED ON AN OPERATIONAL LIMIT OF 500 HR/YR.
SC-0114 | GP ALLENDALE LP | GP ALLENDALE LP | ALLENDALE | SC | 29827 | USA | STEPHEN B. ELLINGSON, PHD | 4046525423 | SBELLING@GAPAC.COM | 4 | SC001 | SOUTH CAROLINA DEPT OF HEALTH & ENV CTRL, BUREAU OF AIR QUALITY | MS. ALYSON HAYES | (803)898-3836 | camitdr@dhec.sc.gov | JAMES M. MYERS 803-898-4123 | 0160-0020-CB | 2493 | 321219 | 110033180171 | 01/10/2008 &nbsp;ACT | 11/25/2008 &nbsp;ACT | 2012-06-05 | 2012-10-16 | A |  | GP PRODUCES ORIENTED STRAND BOARD (OSB). FACILITY WAS ORIGINALLY PERMITTED AS A SYNTHETIC MINOR FACILITY AND BEGAN CONSTRUCTION. IT WAS DISCOVERED THROUGH SOURCE TESTING THAT FACILITY HAD MAJOR PSD SOURCE EMISSIONS. | FACILITY WAS ORIGINALLY PERMITTED AS A SYNTHETIC MINOR FACILITY AND BEGAN CONSTRUCTION. IT WAS DISCOVERED THROUGH SOURCE TESTING THAT FACILITY HAD MAJOR PSD SOURCE EMISSIONS. | DIESEL EMERGENCY GENERATOR | 17.11 | DIESEL | 1400 | HP | THE EMERGENCY GENERATOR IS OPERATED INTERMITTENTLY FOR TESTING OR EMERGENCY PURPOSES. | Volatile Organic Compounds (VOC) | EPA/OAR Mthd 25A | (Volatile Organic Compounds (VOC)) | VOC | N |  | 0.32 | LB/H |  | BACT-PSD |  |  | 0 |  | 0.08 | T/YR |  | 0 |  |  | 0 | 0 | N
SC-0115 | GP CLARENDON LP | GP CLARENDON LP | CLARENDON | SC | 29102 | USA | STEPHEN B. ELLINGSON, PHD | SYSNULL | SBELLING@GAPAC.COM | 4 | SC001 | SOUTH CAROLINA DEPT OF HEALTH & ENV CTRL, BUREAU OF AIR QUALITY | MS. ALYSON HAYES | (803)898-3836 | camitdr@dhec.sc.gov | JAMES M. MYERS 803-898-4123 | 0680-0046-CB | 2493 | 321219 | 110040507742 | 02/25/2008 &nbsp;ACT | 02/10/2009 &nbsp;ACT | 2012-06-05 | 2012-10-16 | A |  | GP PRODUCES ORIENTED STRAND BOARD (OSB). FACILITY WAS ORIGINALLY PERMITTED AS A SYNTHETIC MINOR FACILITY AND BEGAN CONSTRUCTION. SISTER FACILITY IN ALLENDALE BEGAN OPERATION BEFORE CLARENDON CONSTRUCTION WAS COMPLETE. IT WAS DISCOVERED THROUGH SOURCE TESTING THAT THE ALLENDALE FACILITY HAD MAJOR PSD SOURCE EMISSIONS. CONSTRUCTION ON CLARENDON HAD STOPPED AND HAS NOT BEEN COMPLETED AS OF MAY 2012. PSD CONSTRUCTION PERMIT WAS ISSUED TO CLARENDON ALSO. | FACILITY WAS ORIGINALLY PERMITTED AS A SYNTHETIC MINOR FACILITY AND BEGAN CONSTRUCTION. SISTER FACILITY IN ALLENDALE BEGAN OPERATION BEFORE CLARENDON CONSTRUCTION WAS COMPLETE. IT WAS DISCOVERED THROUGH SOURCE TESTING THAT THE ALLENDALE FACILITY HAD MAJOR PSD SOURCE EMISSIONS. CONSTRUCTION ON CLARENDON HAD STOPPED AND HAS NOT BEEN COMPLETED AS OF MAY 2012. PSD CONSTRUCTION PERMIT WAS ISSUED TO CLARENDON ALSO. | FIRE WATER DIESEL PUMP | 17.11 | DIESEL | 525 | HP | THE FIRE PUMP IS OPERATED INTERMITTENTLY FOR TESTING OR EMERGENCY PURPOSES. | Volatile Organic Compounds (VOC) | EPA/OAR Mthd 25A | (Volatile Organic Compounds (VOC)) | VOC | P | TUNE-UPS AND INSPECTIONS WILL BE PERFORMED AS OUTLINED IN THE GOOD MANAGEMENT PRACTICE PLAN. | 0.47 | LB/H |  | BACT-PSD |  |  | 0 |  | 0.12 | T/YR |  | 0 |  |  | 0 | 0 | N |  | ANNUAL EMISSIONS FROM THE DIESEL FIRE PUMP ARE BASED ON AN OPERATIONAL LIMIT OF 500 HR/YR.
SC-0115 | GP CLARENDON LP | GP CLARENDON LP | CLARENDON | SC | 29102 | USA | STEPHEN B. ELLINGSON, PHD | SYSNULL | SBELLING@GAPAC.COM | 4 | SC001 | SOUTH CAROLINA DEPT OF HEALTH & ENV CTRL, BUREAU OF AIR QUALITY | MS. ALYSON HAYES | (803)898-3836 | camitdr@dhec.sc.gov | JAMES M. MYERS 803-898-4123 | 0680-0046-CB | 2493 | 321219 | 110040507742 | 02/25/2008 &nbsp;ACT | 02/10/2009 &nbsp;ACT | 2012-06-05 | 2012-10-16 | A |  | GP PRODUCES ORIENTED STRAND BOARD (OSB). FACILITY WAS ORIGINALLY PERMITTED AS A SYNTHETIC MINOR FACILITY AND BEGAN CONSTRUCTION. SISTER FACILITY IN ALLENDALE BEGAN OPERATION BEFORE CLARENDON CONSTRUCTION WAS COMPLETE. IT WAS DISCOVERED THROUGH SOURCE TESTING THAT THE ALLENDALE FACILITY HAD MAJOR PSD SOURCE EMISSIONS. CONSTRUCTION ON CLARENDON HAD STOPPED AND HAS NOT BEEN COMPLETED AS OF MAY 2012. PSD CONSTRUCTION PERMIT WAS ISSUED TO CLARENDON ALSO. | FACILITY WAS ORIGINALLY PERMITTED AS A SYNTHETIC MINOR FACILITY AND BEGAN CONSTRUCTION. SISTER FACILITY IN ALLENDALE BEGAN OPERATION BEFORE CLARENDON CONSTRUCTION WAS COMPLETE. IT WAS DISCOVERED THROUGH SOURCE TESTING THAT THE ALLENDALE FACILITY HAD MAJOR PSD SOURCE EMISSIONS. CONSTRUCTION ON CLARENDON HAD STOPPED AND HAS NOT BEEN COMPLETED AS OF MAY 2012. PSD CONSTRUCTION PERMIT WAS ISSUED TO CLARENDON ALSO. | DIESEL EMERGENCY GENERATOR | 17.11 | DIESEL | 1400 | HP | THE EMERGENCY GENERATOR IS OPERATED INTERMITTENTLY FOR TESTING OR EMERGENCY PURPOSES. THE DIESEL EMERGENCY GENERATOR IS LIMITED TO 500 HOURS OF OPERATION PER YEAR. | Volatile Organic Compounds (VOC) | EPA/OAR Mthd 25A | (Volatile Organic Compounds (VOC)) | VOC | P | TUNE-UPS AND INSPECTIONS WILL BE PERFORMED AS OUTLINED IN THE GOOD MANAGEMENT PRACTICE PLAN. | 0.32 | LB/H |  | BACT-PSD |  |  | 0 |  | 0.08 | T/YR |  | 0 |  |  | 0 | 0 | N |  | ANNUAL EMISSIONS FROM THE DIESEL EMERGENCY GENERATOR ARE BASED ON AN OPERATIONAL LIMIT OF 500 HR/YR.
SC-0159 | US10 FACILITY | MICHELIN NORTH AMERICA, INC. | ANDERSON | SC | 29684 | USA | MIKE ARNTZ | 8648717633 | MIKE.ARNTZ@US.MICHELIN.COM | 4 | SC001 | SOUTH CAROLINA DEPT OF HEALTH & ENV CTRL, BUREAU OF AIR QUALITY | MS. ALYSON HAYES | (803)898-3836 | camitdr@dhec.sc.gov |  | 0200-0225-CA | 3011 | 326211 | 1100555885500 | 02/07/2012 &nbsp;ACT | 07/09/2012 &nbsp;ACT | 2013-11-06 | 2014-08-27 | A |  | THE FACILITY PRODUCES COMPONENTS FOR EARTHMOVER TIRES AND THEN IN TURN ASSEMBLES TIRES FROM THESE COMPONENTS. |  | EMERGENCY GENERATORS, GEN1, GEN2 | 17.11 | DIESEL | 1000 | KW | (2) 1,000 KW EMERGENCY GENERATORS THAT ARE OPERATED A TOTAL OF 100 HOURS PER YEAR OR LESS FOR TESTING AND MAINTENANCE. | Volatile Organic Compounds (VOC) | EPA/OAR Mthd 24A | (Volatile Organic Compounds (VOC)) | VOC | P | BACT HAS BEEN DETERMINED TO BE COMPLIANCE WITH NSPS, SUBPART IIII, 40 CFR60.4202 AND 40 CFR60.4205. | 6.4 | G/KW-H |  | BACT-PSD | NSPS | N | 0 | N | 0 |  |  | 0 |  |  | 0 | 0 | N |  | THE ABOVE LIMIT IS PER GENERATOR, NOT A TOTAL FOR BOTH GENERATORS.
TX-0799 | BEAUMONT TERMINAL | PHILLIPS 66 PIPELINE LLC | JEFFERSON | TX |  | USA | CHINTAN MEHTA | 832-765-1677 |  | 6 | TX001 | TEXAS COMMISSION ON ENVIRONMENTAL QUALITY (TCEQ) | MS. ANNE INMAN | (512) 239-1267 | anne.inman@tceq.texas.gov | Beth Akers, 512-239-4620 beth.akers@tceq.texas.gov | 18295, PSDTX1466, GHGPSDTX139 | 5171 | 424710 | 110033444850 | 04/19/2016 &nbsp;ACT | 06/08/2016 &nbsp;ACT | 2016-06-17 | 2016-07-07 | C |  | This marine terminal receives, stores, and distributes various volatile organic liquids (VOLs) and refined petroleum products. | (consolidate and/or void: 1973, 8113, 481, 2365, 56419, 6312, and 6559) | Fire pump engines | 17.11 | diesel | 0 |  |  | Volatile Organic Compounds (VOC) | Unspecified | (Volatile Organic Compounds (VOC)) | VOC | P | Equipment specifications and good combustion practices. Operation limited to 100 hours per year. | 0.0007 | LB/HP-HR |  | BACT-PSD |  | N | 0 | U | 0 |  |  | 0 |  |  | 0 | 0 | N
VA-0327 | PERDUE GRAIN AND OILSEED, LLC | PERDUE AGRIBUSINESS, LLC | CHESAPEAKE | VA | 23324 | USA | ERICA MCAFEE | 757-494-5562 | ERICA.MCAFEE@PERDUE.COM | 3 | VA001 | VIRGINIA DEPT. OF ENVIRONMENTAL QUALITY; DIVISION OF AIR QUALITY | MR. YOGESH DOSHI | (804)698-4017 | Yogesh.doshi@deq.virginia.gov | Dan Dobbins-Permit Writer 757-518-2138 Daniel.dobbins@deq.virginia.gov | 60277 | 20 | 311222 | 110060342286 | 05/05/2017 &nbsp;ACT | 07/12/2017 &nbsp;ACT | 2017-07-27 | 2017-11-02 | D | http://www.deq.virginia.gov/Programs/Air/PermittingCompliance/Permitting/IssuedPSDNANSRPermits.aspx | Facility consists of a grain elevator and a soybean oil extraction plant. |  | Emergency Generator | 17.11 | Diesel | 0 |  | 760 bhp engine | Volatile Organic Compounds (VOC) | Unspecified | (Volatile Organic Compounds (VOC)) | VOC | N |  | 0.49 | LB/HR |  | BACT-PSD | MACT | U | 0 | U | 0 |  |  | 0 |  |  | 0 | 0 | N
WV-0025 | MOUNDSVILLE COMBINED CYCLE POWER PLANT | MOUNDSVILLE POWER, LLC | MARSHALL | WV | 26041 | USA | JON WILLIAMS | 716-856-3333 | JMWILLIAMS@MOUNDSVILLE-POWER.COM | 3 | WV001 | WEST VIRGINIA DEPT. OF ENVRIONMENTAL PROTECTION; DIV. OF AIR QUALITY | MR. JOE KESSLER, PE | (304)926-0499X1219 | Joseph.r.kessler@wv.gov | Permit Writer: Mr. Steve Pursley, PE WV Division of Air Quality 304-926-0499 x1218 | R14-0030 | 4911 | 221112 | Not Found | 05/14/2014 &nbsp;ACT | 11/21/2014 &nbsp;ACT | 2015-01-05 | 2018-05-01 | U |  | Nominal 549 mW(output) natural gas-fired combined cycle power plant. |  | Emergency Generator | 17.11 | Diesel | 2015.7 | HP | Nominal 1,500 kW. Limited to 100 hours/year. | Volatile Organic Compounds (VOC) | Unspecified | (Volatile Organic Compounds (VOC)) | VOC | N |  | 1.24 | LB/H |  | BACT-PSD |  | U | 0 | U | 0 |  |  | 0 |  |  | 0 | 0 | N

## NOx
RBLCID | FACILITY_NAME | CORPORATE_OR_COMPANY_NAME | FACILITY_COUNTY | FACILITY_STATE | FACILITY_ZIP_CODE | FACILITY_COUNTRY | FACILTY_CONTACT_NAME | FACILITY_PHONE | FACILITY_CONTACT_EMAIL | EPA_REGION | AGENCY_CODE | AGENCY_NAME | AGENCY_CONTACT | AGENCY_PHONE | AGENCY_EMAIL | OTHER_AGENCY_CONTACT_INFO | PERMIT_NUM | SIC_CODE | NAICS_CODE | FACILITY_REGISTRY_SYSTEM_NUMBER | COMPLETE_APPLICATION_DATE | PERMIT_ISSUANCE_DATE | DATE_DETERMINATION_ENTERED_INTO_RBLC | DATE_DETERMINATION_LAST_UPDATED | PERMIT_TYPE | PERMIT_URL | FACILITY_DESCRIPTION | PERMIT_NOTES | PROCESS_NAME | PROCCESS_TYPE | PRIMARY_FUEL | THROUGHPUT | THROUGHPUT_UNIT | PROCESS_NOTES | POLLUTANT | TESTMETHOD | POLLUTANT_GROUP(S) | CAS_NUMBER | CONTROL_METHOD_CODE | CONTROL_METHOD_DESCRIPTION | EMISSION_LIMIT_1 | EMISSION_LIMIT_1_UNIT | EMISSION_LIMIT_1_AVG_TIME_CONDITION | CASE-BY-CASE_BASIS | OTHER_ APPLICABLE_REQUIREMENTS | OTHER_FACTORS | PERCENT_EFFICIENCY | COMPLIANCE_VERIFIED | EMISSION_LIMIT_2 | EMISSION_LIMIT_2_UNIT | EMISSION_LIMIT_2_AVGERAGE_TIME_CONDITION | STANDARAD_EMISSION_LIMIT | STANDARD_EMISSION_LIMIT_UNIT | STANDARD_LIMIT_AVERAGE_TIME_CONDITION | COST_EFFECTIVENESS | INCREMENTAL_COST_EFFECTIVENESS | Cost_Verified | DOLLAR_YEAR_USED_IN_COST_ESTIMATES | POLLUTANT_COMPLIANCE_NOTES
AK-0073 | INTERNATIONAL STATION POWER PLANT | CHUGACH ELECTRIC ASSOCIATION | ANCHORAGE | AK | 99518 | USA | GREGORY ARTHUR | 907 762 4492 |  | 10 | AK001 | ALASKA DEPT OF ENVIRONMENTAL CONS | MR. JIM PLOSAY | (907) 465-5103 | JOHN.KUTERBACH@ALASKA.GOV | Kwame Agyei, Permit Engineer, kwame.agyei@alaska.gov | AQ0164CPT01 | 4911 | 221112 | 110046491854 | 04/14/2010 &nbsp;ACT | 12/20/2010 &nbsp;ACT | 2012-02-22 | 2014-01-08 | D |  | Power plant that contains four combustion turbines, four duct burners, a black start generator, and an auxiliary heater. |  | Fuel Combustion | 17.11 | Diesel | 1500 | kW-e | EU 13 Black Start Engine | Nitrogen Oxides (NOx) | Unspecified | (InOrganic Compounds,Oxides of Nitrogen (NOx),Particulate Matter (PM)) | 10102 | A | Black Start diesel fired engine EU 13 shall be equipped with turbo charging and after cooling. The turbo charger reduces NOx emissions by boosting the pressure and temperature of the air entering the engine allowing more fuel to be added to increase power output. This translates into higher combustion efficiency and reduced emissions. | 4.8 | G/HP-HR |  | BACT-PSD | NSPS | U | 35 | U | 0 |  |  | 0 |  |  | 0 | 0 | N
OK-0154 | MOORELAND GENERATING STA | WESTERN FARMERS ELECTRIC COOPERATIVE | WOODWARD | OK | 73852 | USA | GERALD BUTCHER | 405-247-4341 | G_BUTCHER@WFEC.COM | 6 | OK001 | OKLAHOMA DEPARTMENT OF ENVIRONMENTAL QUALITY | MR. LEE WARDEN | (405)702-4182 | LEE.WARDEN@DEQ.OK.GOV |  | 2008-302-C(M-1)PSD | 4911 | 221112 | 153-00002 | 08/22/2012 &nbsp;ACT | 07/02/2013 &nbsp;ACT | 2014-06-18 | 2016-07-29 | B |  | WFEC operates the Mooreland Generating Station to generate wholesale electricity which is transmitted over WFECâ€™s system. The facility was originally constructed in 1963. The electricity is sold in rural areas of approximately 3/4 of the state of Oklahoma and part of New Mexico. The Mooreland Generating Station currently consists of three high-pressure boilers that burn locally-produced natural gas. The three high-pressure boilers used to generate electricity and the auxiliary boiler used to heat the facility were constructed before May 31, 1972, and are considered â€œgrandfatheredâ€ from construction permitting requirements. | WFEC submitted a Prevention of Significant Deterioration (PSD) construction permit application for the proposed addition of a combined-cycle combustion turbine and associated support equipment to the existing Mooreland Generating Station | DIESEL-FIRED EMERGENCY GENERATOR ENGINE | 17.11 | DIESEL | 1341 | HP | <100 HR/YR OPERATION. | Nitrogen Oxides (NOx) | Unspecified | (InOrganic Compounds,Oxides of Nitrogen (NOx),Particulate Matter (PM)) | 10102 | P | COMBUSTION CONTROL | 5 | G/BHP-HR |  | BACT-PSD | NSPS | U | 0 | U | 0 |  |  | 0 |  |  | 0 | 0 | N
IN-0158 | ST. JOSEPH ENEGRY CENTER, LLC | ST. JOSEPH ENERGY CENTER, LLC | ST. JOSEPH | IN | 46552 | USA | MR. WILLARD LADD | 9144682404 |  | 5 | IN001 | INDIANA DEPT OF ENV MGMT, OFC OF AIR | MR. MATT STUCKEY | (317) 233-0203 | mstuckey@idem.in.gov | PERMIT WRITER: JOSIAH BALOGUN 317-234-5257 JBALOGUN@IDEM.IN.GOV SECTION CHIEF: MATT STUCKEY 317-233-0203 MSTUCKEY@IDEM.IN.GOV | 141-31003-00579 | 4911 | 221112 | 110054881963 | 10/03/2011 &nbsp;ACT | 12/03/2012 &nbsp;ACT | 2013-08-15 | 2016-05-04 | A | HTTP://PERMITS.AIR.IDEM.IN.GOV/31003F.PDF | STATIONARY ELECTRIC UTILITY GENERATING STATION |  | TWO (2) EMERGENCY DIESEL GENERATORS | 17.11 | DIESEL | 1006 | HP EACH | THE TWO INTERNAL COMBUSTION ENGINES, IDENTIFIED AS EG01 AND EG02, EXHAUST THROUGH TWO (2) VENTS. | Nitrogen Oxides (NOx) | Unspecified | (InOrganic Compounds,Oxides of Nitrogen (NOx),Particulate Matter (PM)) | 10102 | P | COMBUSTION DESIGN CONTROLS AND USAGE LIMITS | 4.8 | G/HP-H | 3 HOURS | BACT-PSD |  |  | 0 |  | 500 | HOURS OF OPERATION | YEALRY | 0 |  |  | 0 | 0 | N |  | LIMIT ONE AND TWO ARE FOR EACH GENERATOR
IN-0158 | ST. JOSEPH ENEGRY CENTER, LLC | ST. JOSEPH ENERGY CENTER, LLC | ST. JOSEPH | IN | 46552 | USA | MR. WILLARD LADD | 9144682404 |  | 5 | IN001 | INDIANA DEPT OF ENV MGMT, OFC OF AIR | MR. MATT STUCKEY | (317) 233-0203 | mstuckey@idem.in.gov | PERMIT WRITER: JOSIAH BALOGUN 317-234-5257 JBALOGUN@IDEM.IN.GOV SECTION CHIEF: MATT STUCKEY 317-233-0203 MSTUCKEY@IDEM.IN.GOV | 141-31003-00579 | 4911 | 221112 | 110054881963 | 10/03/2011 &nbsp;ACT | 12/03/2012 &nbsp;ACT | 2013-08-15 | 2016-05-04 | A | HTTP://PERMITS.AIR.IDEM.IN.GOV/31003F.PDF | STATIONARY ELECTRIC UTILITY GENERATING STATION |  | EMERGENCY DIESEL GENERATOR | 17.11 | DIESEL | 2012 | HP | THIS ONE (1) INTERNAL COMBUSTION ENGINE, IDENTIFIED AS EG03, EXHAUSTS THROUGH ONE (1) VENT. | Nitrogen Oxides (NOx) | Unspecified | (InOrganic Compounds,Oxides of Nitrogen (NOx),Particulate Matter (PM)) | 10102 | A | COMBUSTION DESIGN CONTROLS AND USAGE LIMITS | 4.8 | G/HP-H | 3 HOURS | BACT-PSD |  |  | 0 |  | 500 | HOURS OF OPERATION | YEARLY | 0 |  |  | 0 | 0 | N |  | LIMIT ONE AND TWO ARE FOR EACH GENERATOR
*LA-0315 | G2G PLANT | BIG LAKE FUELS LLC | CALCASIEU | LA | 70605 | USA |  |  |  | 6 | LA001 | LOUISIANA DEPARTMENT OF ENV QUALITY | MR. BRYAN D. JOHNSTON | (225)219-3450 | BRYAN.JOHNSTON@LA.GOV |  | PSD-LA-781 | 2869 | 325110 | Not Found | 09/04/2013 &nbsp;ACT | 05/23/2014 &nbsp;ACT | 2017-03-13 | 2017-03-16 | A |  | The G2G Plant will be a natural gas to gasoline production facility which will use natural gas to produce methanol that will be subsequently converted into gasoline. |  | Emergency Diesel Generator 1 | 17.11 | Diesel | 5364 | HP |  | Nitrogen Oxides (NOx) | Unspecified | (InOrganic Compounds,Oxides of Nitrogen (NOx),Particulate Matter (PM)) | 10102 | P | Compliance with 40 CFR 60 Subpart IIII and 40 CFR 63 Subpart ZZZZ | 4.8 | g/hp-hr | HOURLY MAXIMUM | BACT-PSD | NSPS , OPERATING PERMIT | U | 0 | U | 2.63 | T/YR | ANNUAL MAXIMUM | 4.8 | G/BHP-H |  | 0 | 0 | N |  | BACT Limit = 4.80 G/BHP-H (6.4 G/KW-H) (12-Month Rolling Average)
*LA-0315 | G2G PLANT | BIG LAKE FUELS LLC | CALCASIEU | LA | 70605 | USA |  |  |  | 6 | LA001 | LOUISIANA DEPARTMENT OF ENV QUALITY | MR. BRYAN D. JOHNSTON | (225)219-3450 | BRYAN.JOHNSTON@LA.GOV |  | PSD-LA-781 | 2869 | 325110 | Not Found | 09/04/2013 &nbsp;ACT | 05/23/2014 &nbsp;ACT | 2017-03-13 | 2017-03-16 | A |  | The G2G Plant will be a natural gas to gasoline production facility which will use natural gas to produce methanol that will be subsequently converted into gasoline. |  | Emergency Diesel Generator 2 | 17.11 | Diesel | 5364 | HP |  | Nitrogen Oxides (NOx) | Unspecified | (InOrganic Compounds,Oxides of Nitrogen (NOx),Particulate Matter (PM)) | 10102 | P | Compliance with 40 CFR 60 Subpart IIII and 40 CFR 63 Subpart ZZZZ | 4.8 | g/hp-hr | HOURLY MAXIMUM | BACT-PSD | NSPS , OPERATING PERMIT | U | 0 | U | 2.63 | T/YR | ANNUAL MAXIMUM | 4.8 | G/BHP-H |  | 0 | 0 | N |  | BACT Limit = 4.80 G/BHP-H (6.4 G/KW-H) (12-Month Rolling Average)
*LA-0315 | G2G PLANT | BIG LAKE FUELS LLC | CALCASIEU | LA | 70605 | USA |  |  |  | 6 | LA001 | LOUISIANA DEPARTMENT OF ENV QUALITY | MR. BRYAN D. JOHNSTON | (225)219-3450 | BRYAN.JOHNSTON@LA.GOV |  | PSD-LA-781 | 2869 | 325110 | Not Found | 09/04/2013 &nbsp;ACT | 05/23/2014 &nbsp;ACT | 2017-03-13 | 2017-03-16 | A |  | The G2G Plant will be a natural gas to gasoline production facility which will use natural gas to produce methanol that will be subsequently converted into gasoline. |  | Fire Pump Diesel Engine 1 | 17.11 | Diesel | 751 | HP |  | Nitrogen Oxides (NOx) | Unspecified | (InOrganic Compounds,Oxides of Nitrogen (NOx),Particulate Matter (PM)) | 10102 | P | Compliance with 40 CFR 60 Subpart IIII and 40 CFR 63 Subpart ZZZZ | 4.8 | g/hp-hr | HOURLY MAXIMUM | BACT-PSD | NSPS , OPERATING PERMIT | U | 0 | U | 0.23 | T/YR | ANNUAL MAXIMUM | 4.8 | G/BHP-H |  | 0 | 0 | N |  | BACT Limit = 4.80 G/BHP-H (6.40 G/KW-H) (12-Month Rolling Average)
*LA-0315 | G2G PLANT | BIG LAKE FUELS LLC | CALCASIEU | LA | 70605 | USA |  |  |  | 6 | LA001 | LOUISIANA DEPARTMENT OF ENV QUALITY | MR. BRYAN D. JOHNSTON | (225)219-3450 | BRYAN.JOHNSTON@LA.GOV |  | PSD-LA-781 | 2869 | 325110 | Not Found | 09/04/2013 &nbsp;ACT | 05/23/2014 &nbsp;ACT | 2017-03-13 | 2017-03-16 | A |  | The G2G Plant will be a natural gas to gasoline production facility which will use natural gas to produce methanol that will be subsequently converted into gasoline. |  | Fire Pump Diesel Engine 2 | 17.11 | Diesel | 751 | HP |  | Nitrogen Oxides (NOx) | Unspecified | (InOrganic Compounds,Oxides of Nitrogen (NOx),Particulate Matter (PM)) | 10102 | P | Compliance with 40 CFR 60 Subpart IIII and 40 CFR 63 Subpart ZZZZ | 4.8 | g/hp-hr | HOURLY MAXIMUM | BACT-PSD | NSPS , OPERATING PERMIT | U | 0 | U | 0.23 | T/YR | ANNUAL MAXIMUM | 4.8 | G/BHP-H |  | 0 | 0 | N |  | BACT Limit = 4.8 G/BHP-H (6.40 G/KW-H) (12-Month Rolling Average)
LA-0296 | LAKE CHARLES CHEMICAL COMPLEX LDPE UNIT | SASOL CHEMICALS (USA) LLC | CALCASIEU | LA | 70669 | USA | ERIC RODRIGUEZ | (281) 588-3761 | ERIC.RODRIGUEZ@US.SASOL.COM | 6 | LA001 | LOUISIANA DEPARTMENT OF ENV QUALITY | MR. BRYAN D. JOHNSTON | (225)219-3450 | BRYAN.JOHNSTON@LA.GOV |  | PSD-LA-779 | 2821 | 325211 | 110017418061 | 05/02/2013 &nbsp;ACT | 05/23/2014 &nbsp;ACT | 2016-09-12 | 2017-04-28 | B |  | The Low Density Polyethylene (LDPE) Unit will produce LDPE by the high pressure polymerization of ethylene. | Complete application date = date of administrative completeness This RBLC entry addresses the Low Density Polyethylene (LDPE) Unit of the Lake Charles Cracker Project (LCCP). This entry also addresses the Emergency Diesel Generators associated with the entire LCCP, as all of the permitted units are identical. | Emergency Diesel Generators (EQTs 622, 671, 773, 850, 994, 995, 996, 1033, 1077, 1105, &amp; 1202) | 17.11 | Diesel | 2682 | HP | Non-emergency use is limited to 100 hours per year. | Nitrogen Oxides (NOx) | Unspecified | (InOrganic Compounds,Oxides of Nitrogen (NOx),Particulate Matter (PM)) | 10102 | P | Compliance with 40 CFR 60 Subpart IIII; operating the engine in accordance with the engine manufacturerâ€™s instructions and/or written procedures (consistent with safe operation) designed to maximize combustion efficiency and minimize fuel usage. | 4.5 | G/HP-HR | HOURLY MAXIMUM | BACT-PSD | OPERATING PERMIT , NSPS | U | 0 | U | 1.37 | TPY | ANNUAL MAXIMUM | 0 |  |  | 0 | 0 | N |  | NOx + NMHC limit is 6.40 g/kW-hr. BACT is determined to be compliance with the limitations imposed by 40 CFR 60 Subpart IIII and its associated monitoring, recordkeeping, and reporting requirements; and operating the engine in accordance with the engine manufacturerâ€™s instructions and/or written procedures (consistent with safe operation) designed to maximize combustion efficiency and minimize fuel usage.
LA-0313 | ST. CHARLES POWER STATION | ENTERGY LOUISIANA, LLC | ST. CHARLES | LA | 70068 | USA |  |  |  | 6 | LA001 | LOUISIANA DEPARTMENT OF ENV QUALITY | MR. BRYAN D. JOHNSTON | (225)219-3450 | BRYAN.JOHNSTON@LA.GOV |  | PSD-LA-804 | 4911 | 221112 | Not Found | 06/29/2015 &nbsp;ACT | 08/31/2016 &nbsp;ACT | 2017-03-13 | 2017-04-28 | A |  | The St. Charles Power Station (SCPS) is a new electric power generating facility consisting of two (2) natural gas-fired combined cycle gas turbines, each with a heat recovery stem generator unit equipped with duct burners, and one (1) steam generator turbine. The SCPS will will have a predicted net nominal output of 980 MW at ISO conditions with supplemental duct firing. |  | SCPS Emergency Diesel Generator 1 | 17.11 | Diesel | 2584 | HP |  | Nitrogen Oxides (NOx) | Unspecified | (InOrganic Compounds,Oxides of Nitrogen (NOx),Particulate Matter (PM)) | 10102 | B | Compliance with NESHAP 40 CFR 63 Subpart ZZZZ and NSPS 40 CFR 60 Subpart IIII, and good combustion practices (use of ultra-low sulfur diesel fuel). | 4.8 | g/hp-hr | HOURLY MAXIMUM | BACT-PSD | NSPS , OPERATING PERMIT | U | 0 | U | 6.84 | T/YR | ANNUAL MAXIMUM | 4.8 | G/BHP-HR |  | 0 | 0 | N |  | BACT Limit = 4.8 G/BHP-HR (NMHC + NOx)
*LA-0312 | ST. JAMES METHANOL PLANT | SOUTH LOUISIANA METHANOL LP | ST. JAMES | LA |  | USA | BRIAN JONES | (512) 394-7346 |  | 6 | LA001 | LOUISIANA DEPARTMENT OF ENV QUALITY | MR. BRYAN D. JOHNSTON | (225)219-3450 | BRYAN.JOHNSTON@LA.GOV | Permit Writer: Mr. Christopher Smith, (225) 219-3439 | PSD-LA-780(M-1) | 2869 | 325998 | Not Found | 09/30/2015 &nbsp;ACT | 06/30/2017 &nbsp;ACT | 2017-03-10 | 2017-12-27 | A |  | New MeOH plant designed to produce 5,275 metric tons per day of refined methanol from natural gas and carbon dioxide (CO2) feedstock | New methanol plant designed to produce 5,275 metric tons per day of refined methanol from natural gas and carbon dioxide (CO2) feedstock | DFP1-13 - Diesel Fire Pump Engine (EQT0013) | 17.11 | Diesel | 650 | horsepower | Operating hour limit: 100 hr/yr | Nitrogen Oxides (NOx) | Unspecified | (InOrganic Compounds,Oxides of Nitrogen (NOx),Particulate Matter (PM)) | 10102 | P | Compliance with NSPS Subpart IIII | 3.84 | G/HP-HR |  | BACT-PSD | NSPS , OPERATING PERMIT | U | 0 | U | 0 |  |  | 0 |  |  | 0 | 0 | N |  | Limit: 3.84 g/hp-hr
*LA-0312 | ST. JAMES METHANOL PLANT | SOUTH LOUISIANA METHANOL LP | ST. JAMES | LA |  | USA | BRIAN JONES | (512) 394-7346 |  | 6 | LA001 | LOUISIANA DEPARTMENT OF ENV QUALITY | MR. BRYAN D. JOHNSTON | (225)219-3450 | BRYAN.JOHNSTON@LA.GOV | Permit Writer: Mr. Christopher Smith, (225) 219-3439 | PSD-LA-780(M-1) | 2869 | 325998 | Not Found | 09/30/2015 &nbsp;ACT | 06/30/2017 &nbsp;ACT | 2017-03-10 | 2017-12-27 | A |  | New MeOH plant designed to produce 5,275 metric tons per day of refined methanol from natural gas and carbon dioxide (CO2) feedstock | New methanol plant designed to produce 5,275 metric tons per day of refined methanol from natural gas and carbon dioxide (CO2) feedstock | DEG1-13 - Diesel Fired Emergency Generator Engine (EQT0012) | 17.11 | Diesel | 1474 | horsepower | Operating hours limit: 100 hr/yr. | Nitrogen Oxides (NOx) | Unspecified | (InOrganic Compounds,Oxides of Nitrogen (NOx),Particulate Matter (PM)) | 10102 | P | Compliance with NSPS Subpart IIII | 4.93 | G/HP-HR |  | BACT-PSD | NSPS , OPERATING PERMIT | U | 0 | U | 0 |  |  | 0 |  |  | 0 | 0 | N |  | Limit: 4.93 g/hp-hr
LA-0309 | BENTELER STEEL TUBE FACILITY | BENTELER STEEL / TUBE MANUFACTURING CORPORATION | CADDO | LA | 71115 | USA | MYRNA PACHECO PONCE DE LEON | 318-216-4206 | MYRNA.PACHECO@BENTELER.COM | 6 | LA001 | LOUISIANA DEPARTMENT OF ENV QUALITY | MR. BRYAN D. JOHNSTON | (225)219-3450 | BRYAN.JOHNSTON@LA.GOV | Permit Writer: Dan Nguyen - 225-219-3395 | PSD-LA-774(M1) | 3312 | 331111 | 110055592318 | 02/09/2015 &nbsp;ACT | 06/04/2015 &nbsp;ACT | 2017-03-09 | 2017-04-28 | A |  | A facility to produce 600,000 metric tons per year of seamless steel pipe from purchased billets. A steel production facility (including an electric arc furnace (EAF)) was added. | Permit PSD-LA-774 was issued on May 17, 2013 for the construction of the hot rolling mill. An EAF was authorized this time. | Emergency Generator Engines | 17.11 | Diesel | 2922 | hp (each) |  | Nitrogen Oxides (NOx) | Unspecified | (InOrganic Compounds,Oxides of Nitrogen (NOx),Particulate Matter (PM)) | 10102 | P | Complying with 40 CFR 60 Subpart IIII | 4.8 | G/HP-H |  | BACT-PSD |  | U | 0 | U | 0 |  |  | 0 |  |  | 0 | 0 | N
*TX-0671 | PROJECT JUMBO | M&G RESINS USA, LLC | NUECES | TX |  | USA | MAURO FENOGLIO | 281-874-8074 | MAURO.FENOGLIO@GRUPPOMG.COM | 6 | TX001 | TEXAS COMMISSION ON ENVIRONMENTAL QUALITY (TCEQ) | MS. ANNE INMAN | (512) 239-1267 | anne.inman@tceq.texas.gov | Ozden Tamer, Phone 512-239-4577 | 108446/PSDTX1352 | 2821 | 325211 |  | 02/22/2013 &nbsp;ACT | 12/01/2014 &nbsp;ACT | 2015-03-03 | 2017-11-17 | A |  | Plastic Resin Manufacturing Plant | M&G proposes to install 4 HTF process heaters each with a heat input of 141.82 MMBtu/hr (HHV). Each heater will be fired with natural gas and supplemental methane-rich biogas as fuel and will also combust two process waste gas streams. NOx emissions from the HTF heaters will be reduced using selective catalytic reduction (SCR) technology involving injection of aqueous ammonia. | Engines | 17.11 | ultra low sulfur diesel fuel | 0 |  | Two mergency diesel fired generators proposed. Each engine will be 4000 kW. Ultra low sulfur fuel is burned in the engines to meet the sulfur requirement of 15 ppm in 40CFR80.510(b). Each emergency engine is being permitted for maintenance and testing for maximum 100 hrs/yr. They are not being permitted for the actual emergency emissions | Nitrogen Oxides (NOx) | Unspecified | (InOrganic Compounds,Oxides of Nitrogen (NOx),Particulate Matter (PM)) | 10102 | P | Each emergency generator's emission factor is based on EPA's Tier 2 standards at 40CFR89.112 for NOx | 4.1 | G/HP-H |  | BACT-PSD | NSPS | U | 0 | U | 2.39 | T/YR |  | 0 |  |  | 0 | 0 | N
WV-0027 | INWOOD | KNAUF INSULATION INC. | BERKELEY | WV | 25428 | USA | CHRISTOPHER MARHIN | 317-421-8561 | CHRIS.MAHIN@KNAUFINSULATION.COM | 3 | WV001 | WEST VIRGINIA DEPT. OF ENVRIONMENTAL PROTECTION; DIV. OF AIR QUALITY | MR. JOE KESSLER, PE | (304)926-0499X1219 | Joseph.r.kessler@wv.gov | Permit Writer: Mr. Ed Andrews 304-926-0499 x1214 | R14-0015M | 3296 | 327993 | 110064365306 | 03/13/2017 &nbsp;ACT | 09/15/2017 &nbsp;ACT | 2017-12-07 | 2018-05-01 | C | http://dep.wv.gov/daq/Documents/September 2017 Permits and Evals/003-00027_PERM_R14-0015M.pdf | Insulation Manufacturing Facility |  | Emergency Generator - ESDG14 | 17.11 | ULSD | 900 | bhp | Used to supply power to the facility in the event of power loss | Nitrogen Oxides (NOx) | Unspecified | (InOrganic Compounds,Oxides of Nitrogen (NOx),Particulate Matter (PM)) | 10102 | P | Engine Design | 4.77 | G/HP-HR |  | BACT-PSD | NSPS , MACT | U | 0 | U | 0 |  |  | 0 |  |  | 0 | 0 | N |  | Engine is limited to 100 hours of non-emergency use per year.
AK-0072 | DUTCH HARBOR POWER PLANT | CITY OF UNALASKA | UNORGANIZED BOROUGH | AK | 99685 | USA | CHRIS HLADICK | 907 581 1260 |  | 10 | AK001 | ALASKA DEPT OF ENVIRONMENTAL CONS | MR. JIM PLOSAY | (907) 465-5103 | JOHN.KUTERBACH@ALASKA.GOV | Fathima Siddeek Construction Permits Supervisor 410 Willoughby Ave. Suite 303 P.O. Box 111800 Juneau, AK 99811-1800 | AQ0215CPT03 | 4911 | 221112 | 110009281240 | 03/04/2011 &nbsp;ACT | 07/14/2011 &nbsp;ACT | 2011-07-15 | 2011-11-18 | D | https://myalaska.state.ak.us/dec/air/airtoolsWeb/PublicPermitListings.aspx | Rural diesel-electric power plant | Revisions to Phase II of previous permit AQ0215CPT03 | EU 15 Caterpillar C-280-16 | 17.11 | ULSD | 4400 | KW | Large diesel-electric primary power generation engine. Burns ULSD and used oil as allowed per NSPS Subpart IIII | Nitrogen Oxides (NOx) | Unspecified | (InOrganic Compounds,Oxides of Nitrogen (NOx),Particulate Matter (PM)) | 10102 | P | Engine has turbo charger and after cooler installed as part of the design | 7.3 | G/HP-HR | INSTANTANEOUS | BACT-PSD | NSPS | U | 35 | U | 0 |  |  | 0 |  |  | 0 | 0 | N |  | Subpart IIII
SC-0113 | PYRAMAX CERAMICS, LLC | PYRAMAX CERAMICS, LLC | ALLENDALE | SC | 29810 | USA | RICHARD DERBAWKA | 7705690079 | R.DERBAWKA@PYRAMAXCERAMICS.COM | 4 | SC001 | SOUTH CAROLINA DEPT OF HEALTH & ENV CTRL, BUREAU OF AIR QUALITY | MS. ALYSON HAYES | (803)898-3836 | camitdr@dhec.sc.gov | GEORGE S. ROBINSON (803) 898-4123 | 0160-0023 | 3295 | 327992 | Not Available | 09/16/2011 &nbsp;ACT | 02/08/2012 &nbsp;ACT | 2012-05-09 | 2012-10-17 | A |  | PYRAMAX CERAMICS PLANS TO CONSTRUCT A MANUFACTURING FACILITY FOR THE PRODUCTION OF PROPPANT BEADS FOR USE IN THE OIL AND GAS INDUSTRY. THE MAJOR RAW MATERIAL IS CLAY. THE CLAY IS MIXED WITH CHEMICALS AND THEN FIRED IN A KILN TO PRODUCE CERAMIC BEADS. INITIAL CONSTRUCTION PERMIT FOR A GREENFIELD FACILITY. | INITIAL CONSTRUCTION PERMIT FOR A GREENFIELD FACILITY. | EMERGENCY GENERATORS 1 THRU 8 | 17.11 | DIESEL | 757 | HP | THE CONSTRUCTION PERMIT AUTHORIZES THE CONSTRUCTION OF EIGHT (8) IDENTICAL EMERGENCY GENERATORS. THIS PROCESS AND POLLUTANT INFORMATION IS FOR ONE SINGLE EMERGENCT GENERATOR. | Nitrogen Oxides (NOx) | Unspecified | (InOrganic Compounds,Oxides of Nitrogen (NOx),Particulate Matter (PM)) | 10102 | P | ENGINES MUST BE CERTIFIED TO COMPLY WITH NSPS, SUBPART IIII. | 3 | G/HP-H |  | BACT-PSD | NSPS | Y | 0 | N | 0 |  |  | 0 |  |  | 0 | 0 | N |  | FACILITY MUST PURCHASE ENGINES CERTIFIED BY THE MANUFACTURER TO COMPLY WITH NSPS, SUBPART IIII. THE FACILITY SHALL MAINTAIN RECORDS TO SHOW COMPLIANCE WITH NSPS, SUBPART IIII.
LA-0308 | MORGAN CITY POWER PLANT | LOUISIANA ENERGY AND POWER AUTHORITY (LEPA) | ST. MARY | LA | 70380 | USA |  |  |  | 6 | LA001 | LOUISIANA DEPARTMENT OF ENV QUALITY | MR. BRYAN D. JOHNSTON | (225)219-3450 | BRYAN.JOHNSTON@LA.GOV |  | PSD-LA-767 | 4911 | 221112 | Not Found | 09/24/2012 &nbsp;ACT | 09/26/2013 &nbsp;ACT | 2017-03-08 | 2017-04-28 | A |  |  |  | 2000 KW Diesel Fired Emergency Generator Engine | 17.11 | Diesel | 20.4 | MMBTU/hr |  | Nitrogen Oxides (NOx) | Unspecified | (InOrganic Compounds,Oxides of Nitrogen (NOx),Particulate Matter (PM)) | 10102 | P | Good combustion and maintenance practices, and compliance with NSPS 40 CFR 60 Subpart IIII | 4.8 | g/hp-hr | HOURLY MAXIMUM | BACT-PSD | OPERATING PERMIT | U | 0 | U | 1.38 | T/YR | ANNUAL MAXIMUM | 4.78 | G/B-HP-H | 12 MONTH AVERAGE | 0 | 0 | N
IN-0263 | MIDWEST FERTILIZER COMPANY LLC | MIDWEST FERTILIZER COMPANY LLC | POSEY | IN | 47620 | USA | RON OGLESBY | 9703057850 |  | 5 | IN001 | INDIANA DEPT OF ENV MGMT, OFC OF AIR | MR. MATT STUCKEY | (317) 233-0203 | mstuckey@idem.in.gov | PERMIT WRITER: DEENA P. LEVERING 317-234-5400 DLEVERIN@IDEM.IN.GOV SECTION CHIEF: TRIPURARI SINHA PH.D. 317-234-4907 | 129-36943-00059 | 2873 | 325311 | 110059696841 | 03/11/2016 &nbsp;ACT | 03/23/2017 &nbsp;ACT | 2017-07-07 | 2017-08-22 | C | HTTP:PERMITS.AIR.IDEM.IN.GOV/36943F.PDF | STATIONARY NITROGEN FERTILIZER MANUFACTURING FACILITY |  | EMERGENCY GENERATORS (EU014A AND EU-014B) | 17.11 | DISTILLATE OIL | 3600 | HP EACH |  | Nitrogen Oxides (NOx) | Unspecified | (InOrganic Compounds,Oxides of Nitrogen (NOx),Particulate Matter (PM)) | 10102 | P | GOOD COMBUSTION PRACTICES | 4.42 | G/HP-H EACH | 3 HOUR AVERAGE | BACT-PSD |  | N | 0 |  | 500 | H/YR EACH |  | 0 |  |  | 0 | 0 | N | 2016
IN-0173 | MIDWEST FERTILIZER CORPORATION | MIDWEST FERTILIZER CORPORATION | POSEY | IN | 47620 | USA | MICHAEL CHORLTON | 3176258315 |  | 5 | IN001 | INDIANA DEPT OF ENV MGMT, OFC OF AIR | MR. MATT STUCKEY | (317) 233-0203 | mstuckey@idem.in.gov | PERMIT WRITER: DAVID MATOUSEK (317) 232-8253 DMATOUSE@IDEM.IN.GOV SECTION CHIEF: NATHAN BELL (317) 233-5670 NBELL@IDEM.IN.GOV | 129-33576-00059 | 2873 | 325311 | 110059696841 | 08/26/2013 &nbsp;ACT | 06/04/2014 &nbsp;ACT | 2014-07-17 | 2016-05-04 | A | HTTP://PERMITS.AIR.IDEM.IN.GOV/33576F.PDF | A STATIONARY NITROGEN FERTILIZER MANUFACTURING FACILITY |  | DIESEL FIRED EMERGENCY GENERATOR | 17.11 | NO. 2, DIESEL | 3600 | BHP | ANNUAL OPERATING HOURS SHALL NOT EXCEED 500 HOURS. INSIGNIFICANT ACTIVITY WILL NOT BE TESTED. | Nitrogen Oxides (NOx) | Unspecified | (InOrganic Compounds,Oxides of Nitrogen (NOx),Particulate Matter (PM)) | 10102 | P | GOOD COMBUSTION PRACTICES | 4.46 | G/BHP-H | 3-HR AVERAGE | BACT-PSD |  | N | 0 |  | 0 |  |  | 0 |  |  | 0 | 0 | N
IN-0179 | OHIO VALLEY RESOURCES, LLC | OHIO VALLEY RESOURCES, LLC | SPENCER | IN | 47635 | USA | DOUG WILSON | 6185990015 |  | 5 | IN001 | INDIANA DEPT OF ENV MGMT, OFC OF AIR | MR. MATT STUCKEY | (317) 233-0203 | mstuckey@idem.in.gov | SECTION CHIEF: NATHAN BELL (317) 233-5670 NBELL@IDEM.IN.GOV PERMIT WRITER: DAVID MATOUSEK (317) 232-8253 DMATOUSE@IDEM.IN.GOV | 147-32322-00062 | 2873 | 325311 | 110055148273 | 09/17/2012 &nbsp;ACT | 09/25/2013 &nbsp;ACT | 2014-08-12 | 2016-05-04 | A | HTTP://PERMITS.AIR.IDEM.IN.GOV/32322F.PDF | NITROGENOUS FERTILIZER PRODUCTION PLANT |  | DIESEL-FIRED EMERGENCY GENERATOR | 17.11 | NO. 2 FUEL OIL | 4690 | B-HP | ANNUAL HOURS OF OPERATION NOT TO EXCEED 200 HOURS. | Nitrogen Oxides (NOx) | Unspecified | (InOrganic Compounds,Oxides of Nitrogen (NOx),Particulate Matter (PM)) | 10102 | P | GOOD COMBUSTION PRACTICES | 4.46 | G/B-HP-H | 3-HR AVERAGE | BACT-PSD |  | N | 0 |  | 0 |  |  | 0 |  |  | 0 | 0 | N |  | ADD ON CONTROLS ARE NOT NORMALLY REQUIRED FOR LIMITED USE EMISSION UNITS.
IN-0180 | MIDWEST FERTILIZER CORPORATION | MIDWEST FERTILIZER CORPORATION | POSEY | IN | 47620 | USA | MICHAEL CHORLTON | 3176258315 |  | 5 | IN001 | INDIANA DEPT OF ENV MGMT, OFC OF AIR | MR. MATT STUCKEY | (317) 233-0203 | mstuckey@idem.in.gov | PERMIT WRITER: DAVID MATOUSEK (317) 232-8253 DMATOUSE@IDEM.IN.GOV SECTION CHIEF: NATHAN BELL (317) 233-5670 NBELL@IDEM.IN.GOV | 129-33576-00059 | 2873 | 325311 | 110059696841 | 08/26/2013 &nbsp;ACT | 06/04/2014 &nbsp;ACT | 2014-08-12 | 2016-05-05 | A | HTTP://PERMITS.AIR.IDEM.IN.GOV/33576F.PDF | A STATIONARY NITROGEN FERTILIZER MANUFACTURING FACILITY |  | DIESEL FIRED EMERGENCY GENERATOR | 17.11 | NO. 2, DIESEL | 3600 | BHP | ANNUAL OPERATING HOURS SHALL NOT EXCEED 500 HOURS. INSIGNIFICANT ACTIVITY WILL NOT BE TESTED. | Nitrogen Oxides (NOx) | Unspecified | (InOrganic Compounds,Oxides of Nitrogen (NOx),Particulate Matter (PM)) | 10102 | P | GOOD COMBUSTION PRACTICES | 4.46 | G/B-HP-H | 3-HR AVERAGE | BACT-PSD |  | N | 0 |  | 0 |  |  | 0 |  |  | 0 | 0 | N
IA-0105 | IOWA FERTILIZER COMPANY | IOWA FERTILIZER COMPANY | LEE | IA | 52658 | USA | DAVE PEARSON | (319) 246-2308 | DAVE.PEARSON@IOWAFERTILIZERS.COM | 7 | IA001 | IOWA DEPARTMENT OF NATURAL RESOURCES AIR QUALITY | MR. GARY SMITH | (515) 725-9563 | GARY.SMITH@DNR.IOWA.GOV | CHRISTOPHER A. ROLING, PE ENVIRONMENTAL ENGINEER SENIOR (515) 725-9557 CHRIS.ROLING@DNR.IOWA.GOV | 12-219 | 2873 | 325311 | 110054890392 | 08/03/2012 &nbsp;ACT | 10/26/2012 &nbsp;ACT | 2012-11-01 | 2013-08-13 | A | https://aqbweb.iowadnr.gov/airpermit/eepsdpermit.jsp ,https://aqbweb.iowadnr.gov/airpermit/eepsdpermit.jsp ,https://aqbweb.iowadnr.gov/airpermit/eepsdpermit.jsp ,https://aqbweb.iowadnr.gov/airpermit/eepsdpermit.jsp ,https://aqbweb.iowadnr.gov/airpermit/eepsdpermit.jsp ,https://aqbweb.iowadnr.gov/airpermit/eepsdpermit.jsp ,https://aqbweb.iowadnr.gov/airpermit/eepsdpermit.jsp ,https://aqbweb.iowadnr.gov/airpermit/eepsdpermit.jsp | NITROGENEOUS FERTILIZER MANUFACTURING | THE PROJECT WAS AMENDED ON 3/13/14 DUE TO SOME DESIGN CHANGES WHICH INCLUDED ADDITIONAL EMISSION UNITS/POINTS. THE NEW PROJECT IS UNDER PROJECT NUMBER/PERMIT NUMBER 13-355 | Emergency Generator | 17.11 | diesel fuel | 142 | GAL/H | rated @ 2,000 KW | Nitrogen Oxides (NOx) | EPA/OAR Mthd 7E | (InOrganic Compounds,Oxides of Nitrogen (NOx),Particulate Matter (PM)) | 10102 | P | good combustion practices | 4.5 | G/HP-H | AVERAGE OF 3 STACK TEST RUNS | BACT-PSD |  | U | 0 | U | 6.61 | TONS/YR | ROLLING 12 MONTH TOTAL | 0 |  |  | 0 | 0 | N
AK-0066 | ENDICOTT PRODUCTION FACILITY, LIBERTY DEVELOPMENT PROJECT | BRITISH PETROLEUM EXPLORATION ALASKA (BPXA) | PRUDHOE BAY | AK |  | USA | ALISON COOKE | 9075644838 |  | 10 | AK001 | ALASKA DEPT OF ENVIRONMENTAL CONS | MR. JIM PLOSAY | (907) 465-5103 | JOHN.KUTERBACH@ALASKA.GOV | SALLY RYAN, (907) 269-6271 MATT WILKINSON, (907) 465-5124 | AQ0181CPT06, REVISION 2 | 1311 | 211111 | UNKNOWN | &nbsp; | 06/15/2009 &nbsp;ACT | 2009-06-03 | 2009-08-06 | B |  | AT ENDICOTT, BPXA PROCESSES CRUDE OIL PRODUCTION FLUIDS RECEIVED FROM VARIOUS CRUDE OIL ACCUMULATIONS LOCATED ON THE NORTH SLOPE OF ALASKA. THE STATIONARY SOURCE IS CURRENTLY SITUATED ON TWO OFF-SHORE PRODUCTION ISLANDS, WHICH ARE LOCATED IN THE BEAUFORT SEA, AND CONNECTED BY A 3.5 MILE CAUSEWAY. ENDICOTT IS CURRENTLY CAPABLE OF PROCESSING 120,000 BARRELS OF CRUDE OIL PER DAY AND 480 MILLION STANDARD CUBIC FEET OF GAS. PRODUCTION FLUIDS CONSIST MAINLY OF CRUDE OIL, HYDROCARBON GAS, AND WATER. THE CRUDE OIL IS PROCESSED TO REMOVE HYDROCARBON GAS AND WATER IN ORDER TO MEET SPECIFIC CRUDE-OIL SALES SPECIFICATIONS. THE HYDROCARBON GAS IS DEHYDRATED, STRIPPED OF HEAVIER HYDROCARBONS THAT MAY BE PRESENT AND COMPRESSED FOR RE-INJECTION INTO THE OIL-BEARING RESERVOIR OR USED AS FUEL. WATER IS PROCESSED TO REMOVE ENTRAINED CRUDE OIL BEFORE RE-INJECTION. THE ENERGY NEEDED TO SUPPORT OPERATIONS COMES PRIMARILY FROM THE COMBUSTION OF PRODUCED HYDROCARBON GAS. |  | EU ID 58, CAMP ENGINE 3 | 17.11 | DISTILLATE | 1041 | HP |  | Nitrogen Oxides (NOx) | Unspecified | (InOrganic Compounds,Oxides of Nitrogen (NOx),Particulate Matter (PM)) | 10102 | N | GOOD COMBUSTION PRACTICES | 4.7 | G/HP-H |  | BACT-PSD | NSPS | U | 0 | U | 0 |  |  | 0 |  |  | 0 | 0 | N |  | BASELINE SELECTED AS BACT
MI-0406 | RENAISSANCE POWER LLC | LS POWER DEVELOPMENT LLC | MONTCALM | MI | 48811 | USA | BRADLEY COOLEY | 636-534-3268 | BCOOLEY@LSPOWER.COM | 5 | MI001 | MICHIGAN DEPT OF ENVIRONMENTAL QUALITY | MS. CINDY SMITH | (517)284-6802 | SMITHC17@MICHIGAN.GOV | Please contact the permit engineer, Melissa Byrnes, at 517-284-6790 or at BYRNESM@michigan.gov for technical questions regarding this permit. Thank you. | 51-13 | 4911 | 221112 | 2611705287 | 07/13/2013 &nbsp;ACT | 11/01/2013 &nbsp;ACT | 2014-03-19 | 2016-07-07 | C |  | For technical questions regarding this permit, please contact the permit engineer, Melissa Byrnes, at 517-284-6790. Thank you. | Other facility-wide pollutants not listed below (tpy): PM10=211.19+ PM2.5=205.24+ Lead=0.0027+ CO2e=5,398,441+ Sulfuric Acid Mist=5.67+ | FG-EMGEN7-8; Two (2) 1,000kW diesel-fueled emergency reciprocating internal combustion engines | 17.11 | Diesel | 1000 | kW | 1,000 kW (1,502 hp) each; hours restriction = 500 hours each per year. | Nitrogen Oxides (NOx) | Unspecified | (InOrganic Compounds,Oxides of Nitrogen (NOx),Particulate Matter (PM)) | 10102 | P | Good combustion practices | 4.8 | G/B-HP-H | TEST PROTOCOL; EACH UNIT | BACT-PSD | SIP | N | 0 | N | 0 |  |  | 0 |  |  | 0 | 0 | N |  | The NOx limit of 4.8 g/bhp-hr applies to each unit.
MI-0402 | SUMPTER POWER PLANT | WOLVERINE POWER SUPPLY COOPERATIVE INC. | WAYNE | MI | 48111 | USA | BRIAN WARNER | 231-775-5700 | BWARNER@WPSCI.COM | 5 | MI001 | MICHIGAN DEPT OF ENVIRONMENTAL QUALITY | MS. CINDY SMITH | (517)284-6802 | SMITHC17@MICHIGAN.GOV | Please contact permit engineer Julie Brunner at 517-373-7088 or brunnerj1@michigan.gov for questions related to this permit. Thank you. | 81-11 | 4911 | 221112 | 2616305315 | 05/27/2011 &nbsp;ACT | 11/17/2011 &nbsp;ACT | 2012-11-30 | 2016-05-04 | D |  | Utility--Natural gas fired combustion turbine | Other Facility Wide Pollutants not listed below: PM10 = 14.8 tpy PM2.5 = 14.8 tpy CO2e = 232,639 tpy | Diesel fuel-fired combustion engine (RICE) | 17.11 | Diesel | 732 | HP | Diesel fuel-fired engine for emergency. | Nitrogen Oxides (NOx) | Unspecified | (InOrganic Compounds,Oxides of Nitrogen (NOx),Particulate Matter (PM)) | 10102 | P | Good combustion practices | 4.85 | G/HP-H | TEST | BACT-PSD | NSPS , NESHAP , OTHER | N | 0 | N | 0 |  |  | 0 |  |  | 0 | 0 | N |  | Top ranking option
*AK-0084 | DONLIN GOLD PROJECT | DONLIN GOLD LLC. | BETHEL CENSUS AREA | AK | 99575 | USA | STAN FOO | 907-273-0200 | SFOO@DONLINGOLD.COM | 10 | AK001 | ALASKA DEPT OF ENVIRONMENTAL CONS | MR. JIM PLOSAY | (907) 465-5103 | JOHN.KUTERBACH@ALASKA.GOV | AK DEC DIV. OF AIR QUALITY 410 WILLOUGHBY AVE. SUITE 303 JUNEAU, AK 99801 | AQ0934CPT01 | 1041 | 212221 | Not Entered | 10/15/2015 &nbsp;ACT | 06/30/2017 &nbsp;ACT | 2018-06-21 | 2018-06-22 | A | http://dec.alaska.gov/Applications/Air/airtoolsweb/Home/ViewAttachment/16763360/d1h2U6BIY-j857LFU-WYmw2 | The Donlin Gold Project is a gold mine located 12 miles north of Crooked Creek, Alaska on the Kuskokwim River, about 280 miles northwest of Anchorage. The deposit has proven and probable reserves estimated at 33.9 million ounces of gold at 2.1 g/t and could produce up to 1.5 million ounces annually. SIC Code 1041; NAICS Code 212221. |  | Black Start and Emergency Internal Cumbustion Engines | 17.11 | Diesel | 1500 | kWe | Two (2) 600 kWe black start diesel generators and four (4) 1,500 kWe emergency diesel generators. | Nitrogen Oxides (NOx) | Unspecified | (InOrganic Compounds,Oxides of Nitrogen (NOx),Particulate Matter (PM)) | 10102 | P | Good Combustion Practices | 6 | G/HP-H | 3-HOUR AVERAGE | BACT-PSD | NSPS | U | 0 | U | 0 |  |  | 0 |  |  | 0 | 0 | N |  | 8.0 g/kW-hr includes NOx and VOC emissions. NSPS Subpart IIII engines.
MI-0423 | INDECK NILES, LLC | INDECK NILES, LLC | CASS | MI | 49120 | USA | MICHAEL DUBOIS | 847-520-3212 | MDUBOIS@INDECKENERGY.COM | 5 | MI001 | MICHIGAN DEPT OF ENVIRONMENTAL QUALITY | MS. CINDY SMITH | (517)284-6802 | SMITHC17@MICHIGAN.GOV | Please contact the permit engineer, Catherine Asselin at 517-284-6786, or at asselinc@michigan.gov, for technical questions regarding the permit. Thank you. | 75-16 | 4911 | 221112 | Not Found | 10/25/2016 &nbsp;ACT | 01/04/2017 &nbsp;ACT | 2017-06-02 | 2018-03-08 | A |  | Natural gas combined cycle power plant. | The permit includes equipment not entered into the RBLC due to a lack of emission limits or material limits; these include a cold cleaner, a number of space heaters, and two fuel tanks. | EUEMENGINE (Diesel fuel emergency engine) | 17.11 | Diesel Fuel | 22.68 | MMBTU/H | a 2,922 horsepower (HP) (2,179 kilowatts (kW)) diesel fueled emergency engine manufactured in 2011 or later and a displacement of <10 liters/cylinder. Restricted to 4 hours/day, except during emergency conditions and stack testing, and 500 hours/year on a 12-month rolling time period basis. | Nitrogen Oxides (NOx) | Unspecified | (InOrganic Compounds,Oxides of Nitrogen (NOx),Particulate Matter (PM)) | 10102 | P | Good combustion practices and meeting NSPS IIII requirements. | 4.8 | G/HP-H | TEST PROTOCOL WILL SPECIFY AVG TIME | BACT-PSD | NSPS , SIP | N | 0 | N | 0 |  |  | 0 |  |  | 0 | 0 | N |  | The limit is actually in &lsquo;&lsquo;NMHC + NOx&lsquo;&lsquo; (nonmethane hydrocarbon plus NOx), which is what is required in the NSPS.
*MI-0433 | MEC NORTH, LLC AND MEC SOUTH LLC | MARSHALL ENERGY CENTER LLC | CALHOUN | MI | 49068 | USA | WILLARD LADD | 914-468-2402 | WLADD@DEVELOPMENTPARTNERS.COM | 5 | MI001 | MICHIGAN DEPT OF ENVIRONMENTAL QUALITY | MS. CINDY SMITH | (517)284-6802 | SMITHC17@MICHIGAN.GOV | There are two plants (MEC North, LLC and MEC South, LLC) that will operate as separate entities but they are considered a single stationary source and the installation of the two new plants was reviewed as a single project. There are two Air Permits to Install for the two plants (167-17 and 168-17). For technical questions regarding either of the two permits, please contact the permit engineer Ms. Catherine Asselin at 517-284-6786 or at asselinc@michigan.gov. Thank you. | 167-17 AND 168-17 | 4911 | 221112 | Not Found | 05/22/2018 &nbsp;ACT | 06/29/2018 &nbsp;ACT | 2018-08-17 | 2018-08-22 | A |  | Natural gas combined cycle power plant (two plants: north and south) | There are two plants that will operate as separate entities and each received a separate Air Permit to Install, but they are considered one stationary source and were reviewed as one project. | EUEMENGINE (South Plant): Emergency Engine | 17.11 | Diesel | 1341 | HP | A 1,341 HP (1,000 kilowatts (kW)) diesel-fired emergency engine with a model year of 2011 or later, and a displacement of <10 liters/cylinder. The engine is designed to be compliant with Tier IV emission standards. Equipped with a diesel particulate filter. | Nitrogen Oxides (NOx) | Unspecified | (InOrganic Compounds,Oxides of Nitrogen (NOx),Particulate Matter (PM)) | 10102 | P | Good combustion practices and meeting NSPS IIII requirements. | 4.8 | g/hp-hr | HOURLY | BACT-PSD | NSPS , SIP | N | 0 | N | 0 |  |  | 0 |  |  | 0 | 0 | N |  | The limit is actually in &lsquo;&lsquo;NMHC+NOx&lsquo;&lsquo; (nonmethane hydrocarbon plus NOx), which is what is required in the NSPS.
*MI-0433 | MEC NORTH, LLC AND MEC SOUTH LLC | MARSHALL ENERGY CENTER LLC | CALHOUN | MI | 49068 | USA | WILLARD LADD | 914-468-2402 | WLADD@DEVELOPMENTPARTNERS.COM | 5 | MI001 | MICHIGAN DEPT OF ENVIRONMENTAL QUALITY | MS. CINDY SMITH | (517)284-6802 | SMITHC17@MICHIGAN.GOV | There are two plants (MEC North, LLC and MEC South, LLC) that will operate as separate entities but they are considered a single stationary source and the installation of the two new plants was reviewed as a single project. There are two Air Permits to Install for the two plants (167-17 and 168-17). For technical questions regarding either of the two permits, please contact the permit engineer Ms. Catherine Asselin at 517-284-6786 or at asselinc@michigan.gov. Thank you. | 167-17 AND 168-17 | 4911 | 221112 | Not Found | 05/22/2018 &nbsp;ACT | 06/29/2018 &nbsp;ACT | 2018-08-17 | 2018-08-22 | A |  | Natural gas combined cycle power plant (two plants: north and south) | There are two plants that will operate as separate entities and each received a separate Air Permit to Install, but they are considered one stationary source and were reviewed as one project. | EUEMENGINE (North Plant): Emergency Engine | 17.11 | Diesel | 1341 | HP | A 1,341 HP (1,000 kilowatts (KW)) diesel-fired emergency engine with a model year of 2011 or later, and a displacement of <10 liters/cylinder. The engine is designed to be compliant with Tier IV emission standards. Equipped with a diesel particulate filter. | Nitrogen Oxides (NOx) | Unspecified | (InOrganic Compounds,Oxides of Nitrogen (NOx),Particulate Matter (PM)) | 10102 | P | Good combustion practices and meeting NSPS Subpart IIII requirements. | 4.8 | g/hp-hr | HOURLY | BACT-PSD | NSPS , SIP | N | 0 | N | 0 |  |  | 0 |  |  | 0 | 0 | N |  | The limit is actually in &lsquo;&lsquo;NMHC+NOx&lsquo;&lsquo; (nonmethane hydrocarbon plus NOx), which is what is required in the NSPS.
OH-0317 | OHIO RIVER CLEAN FUELS, LLC | OHIO RIVER CLEAN FUELS, LLC | COLUMBIANA | OH |  | USA | STEPHAN M. DOPUCH | 4402570054 | SDOPUCH@BAARDENERGY.COM | 5 | OH001 | OHIO ENVIRONMENTAL PROTECTION AGENCY | MR. DANA THOMPSON | 614-644-3701 | Dana.thompson@epa.ohio.gov |  | 02-22896 | 2869 | 325110 | UNKNOWN | 12/21/2007 &nbsp;ACT | 11/20/2008 &nbsp;ACT | 2008-11-28 | 2012-05-18 | A |  | COAL/BIOMASS-TO-LIQUIDS FACILITY. THE PRIMARY INDUSTRIAL PROCESSES: COAL/BIOMASS STORAGE AND HANDLING; COAL GASIFICATION; SYNGAS CLEANING (ACID GASS REMOVAL AND SULFUR RECOVERY PLANT); FISCHER-TROPSCH PROCESS (INDUSTRIAL ORGANIC CHEMICALS); PRODUCT UPGRADE PROCESS (SIMILAR TO PETROLEUM REFINING); LIQUID PRODUCT STORAGE &amp; LOADING; ELECTRIC POWER GENERATION (USE FOR ON SITE ONLY). BIOMASS IS RESTRICTED TO ONLY SAWDUST AND WOOD CHIPS. | NEW INDUSTRY, SIC AND NAICS CODE SELECTED BY FACILITY | EMERGENCY GENERATOR | 17.11 | DIESEL FUEL OIL | 2922 | HP | 2922 MAXIMUM HORSE POWER SUBJECT TO NSPS SUBPART IIII. WILL INSTALL NON-RESETTABLE HOUR METER PRIOR TO STARTUP PER 40 CFR 60.4209(A) DIESEL FUEL SHALL MEET THE REQUIREMENTS OF 40 CFR 80.510 AND 60.4207: SULFUR CONTENT OF 15 PPM MAXIMUM, CETANE INDEX OF 40 MINIMUM OR AROMATIC CONTENT OF 35 VOLUME % MAXIMUM | Nitrogen Oxides (NOx) | Unspecified | (InOrganic Compounds,Oxides of Nitrogen (NOx),Particulate Matter (PM)) | 10102 | P | GOOD COMBUSTION PRACTICES, GOOD ENGINE DESIGN, IGNITION TIMING RETARD, TURBOCHARGER, AND LOW-TEMPERATURE AFTERCOOLER | 4.8 | g/hp-hr |  | BACT-PSD | NSPS , SIP | U | 0 | N | 6.61 | T/YR | PER ROLLING 12-MONTH PERIOD | 6.4 | G/KW-H | FOR NMHC AND NOX COMBINED 95% NOX | 0 | 0 | N |  | 6.4 G/KW-H FOR NON-METHANE HYDROCARBONS AND NOX COMBINED LIMIT FROM PART 89, SECTION 112; 95% CONSIDERED NOX IN HOURLY LIMIT CALCULATION SUBJECT TO NSPS SUBPART IIII
*MI-0434 | FLAT ROCK ASSEMBLY PLANT | FORD MOTOR COMPANY | WAYNE | MI | 48134 | USA | JOSEPH VICARI | 313-999-0364 | JVICARI@FORD.COM | 5 | MI001 | MICHIGAN DEPT OF ENVIRONMENTAL QUALITY | MS. CINDY SMITH | (517)284-6802 | SMITHC17@MICHIGAN.GOV | Please contact the permit engineer, Mr. John Vial, at 517-284-6805 or at vialj@michigan.gov for technical questions regarding this permit. Thank you. | 122-17 | 8741 | 561110 | Not Found | 09/11/2017 &nbsp;ACT | 03/22/2018 &nbsp;ACT | 2018-08-22 | 2018-08-22 | B |  | The existing Flat Rock Assembly Plant (FRAP) is an automotive manufacturing plant which consists of a stamping operation, a body shop, a paint shop, and a final assembly shop. The permit application is for the proposed installation of an electronic data center (EDC) with backup emergency generators at FRAP. |  | EUENGINE01 through EUENGINE08 | 17.11 | Diesel | 3633 | BHP | Eight (8) diesel-fueled emergency engine/generators rated at 2,500 kilowatt (kW) / 3,633 brake horsepower (BHP), two (2) emergency fire pump engines rated at 250 BHP and an emergency engine rated at 500 kW. No add-on control. | Nitrogen Oxides (NOx) | Unspecified | (InOrganic Compounds,Oxides of Nitrogen (NOx),Particulate Matter (PM)) | 10102 | P | Good combustion practices. | 4.8 | g/hp-hr | HOURLY; EACH ENGINE; NMHC+NOX | BACT-PSD | NSPS , SIP | N | 0 | N | 42.6 | LB/H | HOURLY; EACH ENGINE; NOX | 0 |  |  | 0 | 0 | N |  | The first emission limit above is actually in &lsquo;&lsquo;NMHC+NOx&lsquo;&lsquo; (nonmethane hydrocarbon plus NOx) and is 6.4 G/KW-H for each engine. The limit is based on NSPS IIII. The second emission limit above is actually in NOx and is 42.6 LB/H for each engine.
LA-0292 | HOLBROOK COMPRESSOR STATION | CAMERON INTERSTATE PIPELINE LLC | CALCASIEU | LA | 70000 | USA | HUGH BERGLUND | (713) 774-4411 | HBERGLUND@SEMPRAPIPELINES.COM | 6 | LA001 | LOUISIANA DEPARTMENT OF ENV QUALITY | MR. BRYAN D. JOHNSTON | (225)219-3450 | BRYAN.JOHNSTON@LA.GOV | Permit writer: Dawei Pan, (225) 219-3413 or dawei.pan@la.gov | PSD-LA-769(M-1) | 4922 | 486210 | 110058896388 | 09/15/2015 &nbsp;ACT | 01/22/2016 &nbsp;ACT | 2016-08-04 | 2016-09-19 | A |  | Natural gas compressor station supporting the Cameron LNG Facility in Hackberry, Cameron Parish, Louisiana | Complete application date = date of administrative completeness | Emergency Generators No. 1 &amp; No. 2 | 17.11 | Diesel | 1341 | HP |  | Nitrogen Oxides (NOx) | Unspecified | (InOrganic Compounds,Oxides of Nitrogen (NOx),Particulate Matter (PM)) | 10102 | P | Good equipment design, proper combustion techniques, use of low sulfur fuel, and compliance with 40 CFR 60 Subpart IIII | 4.8 | G/BHP-HR | HOURLY MAXIMUM | BACT-PSD | NSPS , OPERATING PERMIT | U | 0 | U | 0.71 | TPY | ANNUAL MAXIMUM | 4.8 | G/BHP-HR |  | 0 | 0 | N |  | Emergency generators are also subject to a BACT limit of 1.51 lb NOx/MM Btu.
MI-0395 | WARREN TECHNICAL CENTER | GENERAL MOTORS TECHNICAL CENTER--WARREN | MACOMB | MI | 48093-2350 | USA | CRAIG DUPREY | 248-343-7065 | CRAIG.T.DUPREY@GM.COM | 5 | MI001 | MICHIGAN DEPT OF ENVIRONMENTAL QUALITY | MS. CINDY SMITH | (517)284-6802 | SMITHC17@MICHIGAN.GOV | Please contact Jennifer Bixby, Permit Engineer, at 517-335-6978 for questions regarding this permit. | 160-11A | 3711 | 336211 | 26-099-00115 | 05/03/2012 &nbsp;ACT | 07/13/2012 &nbsp;ACT | 2012-10-02 | 2013-08-13 | B |  | Automotive research | PTI 160-11 permitted installation of 13 engines. After issuance, GM proposed to change 4 of the 13 generators. Because there was no two-year baseline of actual emissions, the entire 13-engine project required assessment for BACT. | Four (4) Emergency Generators | 17.11 | Diesel | 2500 | KW | Each generator is 2500 KW (3634 hp each). Standard generator sets. | Nitrogen Oxides (NOx) | Unspecified | (InOrganic Compounds,Oxides of Nitrogen (NOx),Particulate Matter (PM)) | 10102 | P | No add-on control, but ignition timing retardation (ITR) is good design. Engines are tuned for low-NOx operation versus low CO operation. | 5.33 | G/HP-H | EACH GENERATOR ENGINE | BACT-PSD | NSPS , NESHAP , SIP , OPERATING PERMIT | N | 0 | N | 0 |  |  | 0 |  |  | 0 | 0 | N |  | No add-on controls were technically feasible for these emergency generators so a cost analysis was not necessary.
MI-0394 | WARREN TECHNICAL CENTER | GENERAL MOTORS TECHNICAL CENTER-WARREN | MACOMB | MI |  | USA | CRAIG DUPREY | 248-343-7065 | CRAIG.T.DUPREY@GM.COM | 5 | MI001 | MICHIGAN DEPT OF ENVIRONMENTAL QUALITY | MS. CINDY SMITH | (517)284-6802 | SMITHC17@MICHIGAN.GOV | Permit Engineer: Jennifer Bixby. For permit related questions, please contact Ms. Bixby at 517-335-6978. | 160-11 | 3711 | 336211 | 26-099-00115 | 11/07/2011 &nbsp;ACT | 02/29/2012 &nbsp;ACT | 2012-07-27 | 2013-08-13 | B |  | Automotive research |  | Nine (9) DRUPS Emergency Generators | 17.11 | Diesel | 3010 | KW | Each emergency generator is 3010 kW each (4035 hp each). DRUPS stands for Diesel Rotary Uninterruptable Power supply system. The system provides for zero down-time in electrical energy supply at the onset of a power outage. The system stores energy in a fly-wheel that powers the generator until the diesel engine starts up. | Nitrogen Oxides (NOx) | Unspecified | (InOrganic Compounds,Oxides of Nitrogen (NOx),Particulate Matter (PM)) | 10102 | P | No add-on controls, but ignition timing retardation (ITR) is good design. Engines are tuned for low-NOx operation versus low CO operation. | 4.48 | G/HP-H | EACH GENERATOR ENGINE | BACT-PSD | NSPS , NESHAP , SIP , OPERATING PERMIT | N | 0 | N | 0 |  |  | 0 |  |  | 0 | 0 | N |  | No add-on controls were technically feasible for these emergency generators, so a cost analysis was not necessary.
MI-0395 | WARREN TECHNICAL CENTER | GENERAL MOTORS TECHNICAL CENTER--WARREN | MACOMB | MI | 48093-2350 | USA | CRAIG DUPREY | 248-343-7065 | CRAIG.T.DUPREY@GM.COM | 5 | MI001 | MICHIGAN DEPT OF ENVIRONMENTAL QUALITY | MS. CINDY SMITH | (517)284-6802 | SMITHC17@MICHIGAN.GOV | Please contact Jennifer Bixby, Permit Engineer, at 517-335-6978 for questions regarding this permit. | 160-11A | 3711 | 336211 | 26-099-00115 | 05/03/2012 &nbsp;ACT | 07/13/2012 &nbsp;ACT | 2012-10-02 | 2013-08-13 | B |  | Automotive research | PTI 160-11 permitted installation of 13 engines. After issuance, GM proposed to change 4 of the 13 generators. Because there was no two-year baseline of actual emissions, the entire 13-engine project required assessment for BACT. | Nine (9) DRUPS Emergency Generators | 17.11 | Diesel | 3010 | KW | Each generator is 3010 KW each (4035 hp each). DRUPS stands for Diesel Rotary Uninterruptable Power supply system. The system provides for zero down-time in electrical energy supply at the onset of a power outage. The system stores energy in a fly-wheel that powers the generator until the diesel engine starts up. | Nitrogen Oxides (NOx) | Unspecified | (InOrganic Compounds,Oxides of Nitrogen (NOx),Particulate Matter (PM)) | 10102 | P | No add-on controls, but ignition timing retardation (ITR) is good design. Engines are tuned for low-NOx operation versus low CO operation. | 4.48 | G/HP-H | EACH GENERATOR ENGINE | BACT-PSD | NSPS , NESHAP , SIP , OPERATING PERMIT | N | 0 | N | 0 |  |  | 0 |  |  | 0 | 0 | N |  | No add-on controls were technically feasible for these emergency generators, so a cost analysis was not necessary.
MI-0394 | WARREN TECHNICAL CENTER | GENERAL MOTORS TECHNICAL CENTER-WARREN | MACOMB | MI |  | USA | CRAIG DUPREY | 248-343-7065 | CRAIG.T.DUPREY@GM.COM | 5 | MI001 | MICHIGAN DEPT OF ENVIRONMENTAL QUALITY | MS. CINDY SMITH | (517)284-6802 | SMITHC17@MICHIGAN.GOV | Permit Engineer: Jennifer Bixby. For permit related questions, please contact Ms. Bixby at 517-335-6978. | 160-11 | 3711 | 336211 | 26-099-00115 | 11/07/2011 &nbsp;ACT | 02/29/2012 &nbsp;ACT | 2012-07-27 | 2013-08-13 | B |  | Automotive research |  | Four (4) Emergency Generators | 17.11 | Diesel | 2280 | KW | Each generator is 2280 kW (3058 hp each). Standard generator sets. | Nitrogen Oxides (NOx) | Unspecified | (InOrganic Compounds,Oxides of Nitrogen (NOx),Particulate Matter (PM)) | 10102 | P | No add-on controls, but ignition timing retardation (ITR) is good design. Engines are tuned for low-NOx operation versus low CO operation. | 5.2 | G/HP-H | EACH GENERATOR ENGINE | BACT-PSD | NESHAP , NSPS , SIP , OPERATING PERMIT | N | 0 | N | 0 |  |  | 0 |  |  | 0 | 0 | N |  | No add-on controls were technically feasible for these emergency generators, so a cost analysis was not necessary.
MI-0418 | WARREN TECHNICAL CENTER | GENERAL MOTORS TECHNICAL CENTER - WARREN | MACOMB | MI | 48090 | USA | CRAIG DUPREY | 248-343-7065 | CRAIG.T.DUPREY@GM.COM | 5 | MI001 | MICHIGAN DEPT OF ENVIRONMENTAL QUALITY | MS. CINDY SMITH | (517)284-6802 | SMITHC17@MICHIGAN.GOV | Please contact Ms. Catherine Asselin at 517-284-6786, or at AsselinC@michigan.gov, for technical questions regarding this permit. Thank you. | 160-11B | 3711 | 336211 | 2609900115 | 12/03/2014 &nbsp;ACT | 01/14/2015 &nbsp;ACT | 2015-10-23 | 2016-07-06 | B |  | Automotive research | PTI 160-11 permitted installation of 13 engines. After issuance, GM proposed to change 4 of the 13 engines; therefore, PTI 160-11A was a re-permitting of the original project. It was realized later that the generator size was evaluated instead of the engine size for 9 of the 13 engines; therefore, PTI 160-11B re-permitted the 13 engine project again. The project underwent a BACT evaluation for each iteration. | Four (4) emergency engines in FG-BACKUPGENS | 17.11 | Diesel | 2710 | KW | There are four (4) emergency engines identified as EUGENERATOR1, EUGENERATOR2, EUGENERATOR3, and EUGENERATOR4 in the flexible group identified in the permit as FG-BACKUPGENS. Each engine is 2710 KW. Two engines connect to one standard generator set. | Nitrogen Oxides (NOx) | Unspecified | (InOrganic Compounds,Oxides of Nitrogen (NOx),Particulate Matter (PM)) | 10102 | P | No add-on controls, but injection timing retardation (ITR) is good design. Engines are tuned for low-NOx operation versus low CO operation. | 5.33 | G/HP-H | TEST PROTOCOL (LIMIT IS PER ENGINE) | BACT-PSD | NSPS , NESHAP , SIP , OPERATING PERMIT | N | 0 | U | 0 |  |  | 0 |  |  | 0 | 0 | N |  | The emission limit is per engine. No add-on controls were technically feasible for these emergency engines so a cost analysis was not necessary.
MI-0418 | WARREN TECHNICAL CENTER | GENERAL MOTORS TECHNICAL CENTER - WARREN | MACOMB | MI | 48090 | USA | CRAIG DUPREY | 248-343-7065 | CRAIG.T.DUPREY@GM.COM | 5 | MI001 | MICHIGAN DEPT OF ENVIRONMENTAL QUALITY | MS. CINDY SMITH | (517)284-6802 | SMITHC17@MICHIGAN.GOV | Please contact Ms. Catherine Asselin at 517-284-6786, or at AsselinC@michigan.gov, for technical questions regarding this permit. Thank you. | 160-11B | 3711 | 336211 | 2609900115 | 12/03/2014 &nbsp;ACT | 01/14/2015 &nbsp;ACT | 2015-10-23 | 2016-07-06 | B |  | Automotive research | PTI 160-11 permitted installation of 13 engines. After issuance, GM proposed to change 4 of the 13 engines; therefore, PTI 160-11A was a re-permitting of the original project. It was realized later that the generator size was evaluated instead of the engine size for 9 of the 13 engines; therefore, PTI 160-11B re-permitted the 13 engine project again. The project underwent a BACT evaluation for each iteration. | FG-BACKUPGENS (Nine (9) DRUPS Emergency Engines) | 17.11 | Diesel | 3490 | KW | There are nine (9) DRUPS emergency engines identified as the following: EUDRUPS1, EUDRUPS2, EUDRUPS3, EUDRUPS4, EUDRUPS5, EUDRUPS6, EUDRUPS7, EUDRUPS8, EUDRUPS9 permitted within the flexible group that is identified as FG-BACKUPGENS. Each engine is 3490KW each. DRUPS stands for Diesel Rotary Uninterruptable Power supply system. The system provides for zero down-time in electrical energy supply at the onset of a power outage. The system stores energy in a fly-wheel that powers the generator until the diesel engine starts up. Two DRUP engines connect to one generator. | Nitrogen Oxides (NOx) | Unspecified | (InOrganic Compounds,Oxides of Nitrogen (NOx),Particulate Matter (PM)) | 10102 | P | No add-on controls, but injection timing retardation (ITR) is good design. Engines are tuned for low-NOx operation versus low CO operation. | 6 | G/HP-H | TEST PROTOCOL (LIMIT IS PER ENGINE) | BACT-PSD | NSPS , NESHAP , SIP , OPERATING PERMIT | N | 0 | U | 0 |  |  | 0 |  |  | 0 | 0 | N |  | The emission limit is for each DRUP engine. No add-on controls were technically feasible for these emergency engines, so a cost analysis was not necessary.
CA-1191 | VICTORVILLE 2 HYBRID POWER PROJECT | CITY OF VICTORVILLE | SAN BERNARDINO | CA | 92394 | USA | JOHN B. ROBERTS |  |  | 9 | OT010 | EPA REGION IX | MR. GERARDO RIOS | (415)972-3974 | rios.gerardo@epa.gov |  | SE 07-02 | 4911 | 221112 | 110040578862 | 06/13/2007 &nbsp;ACT | 03/11/2010 &nbsp;ACT | 2012-11-07 | 2017-12-14 | A | http://www.epa.gov/region9/air/permit/r9-permits-issued.html | 563 MW power plant comprised of a hybrid of natural gas-fired combined cycle generating equipment integrated with solar thermal components |  | EMERGENCY ENGINE | 17.11 | DIESEL | 2000 | KW | 2000 KW (2,683 hp) engine | Nitrogen Oxides (NOx) | EPA/OAR Mthd 7E | (InOrganic Compounds,Oxides of Nitrogen (NOx),Particulate Matter (PM)) | 10102 | N | OPERATIONAL RESTRICTION OF 50 HR/YR | 4.5 | G/HP-HR |  | BACT-PSD |  | U | 0 | U | 4.5 | G/HP-H |  | 0 |  |  | 0 | 0 | N
FL-0310 | SHADY HILLS GENERATING STATION | SHADY HILLS POWER COMPANY | PASCO | FL | 6927 | USA | ROY S. BELDEN | 2033576820 | ROY.BELDEN@GE.COM | 4 | FL001 | FLORIDA DEPT. OF ENVIRONMENTAL PROTECTION | MR. DAVID READ | (850) 717-9000 | David.Read@dep.state.fl.us | SYED ARIF, PROJECT ENGINEER PHONE 850/ 921-9528 SYED.ARIF@DEP.STATE.FL.US TERESA HERON PHONE 850/921-9529 TERESA.HERON@DEP.STATE.FL.US | PSD-FL-402 | 4911 | 221122 | 1210100373 | 05/13/2008 &nbsp;ACT | 01/12/2009 &nbsp;ACT | 2009-07-29 | 2010-01-26 | B |  | THIS FACILITY CONSISTS OF THREE, DUAL-FUEL, NOMINAL 170 MW GENERAL ELECTRIC MODEL PG7241FA (GE 7FA) SIMPLE CYCLE COMBUSTION TURBINES-ELECTRICAL GENERATORS, THREE EXHAUST STACKS THAT ARE 18 FEET IN DIAMETER AND 75 FEET TALL, AND ONE 2.8-MILLION GALLON DISTILLATE FUEL OIL STORAGE TANK. THE COMBUSTION TURBINE UNITS CAN OPERATE IN SIMPLE-CYCLE MODE AND INTERMITTENT DUTY MODE. THE UNITS ARE EQUIPPED WITH DRY LOW-NITROGEN OXIDES (NOX) COMBUSTORS AND WATER INJECTION CAPABILITY. THE THREE COMBUSTION TURBINES ARE REGULATED UNDER PHASE II OF THE FEDERAL ACID RAIN PROGRAM. THIS FACILITY OPERATES DURING PEAK HOURS OF ELECTRICAL USE. |  | 2.5 MW EMERGENCY GENERATOR | 17.11 | ULTRA LOW S OIL | 2.5 | MW | MAXIMUM HOURS OF OPERATION: 500 HRS/YR | Nitrogen Oxides (NOx) | Unspecified | (InOrganic Compounds,Oxides of Nitrogen (NOx),Particulate Matter (PM)) | 10102 | P | PURCHASE MODEL IS AT LEAST AS STRINGENT AS THE BACT VALUES, UNDER EPA CERTIFICATION. | 6.9 | G/HP-H | 3 ONE HOUR TEST | BACT-PSD | NSPS | U | 0 | U | 0 |  |  | 0 |  |  | 0 | 0 | N |  | SUBPART IIII. INITIAL PERFORMANCE TEST ONLY UNLESS AN EPA CERTIFICATION PROVIDED TO SHOW THE EMISSIONS CHARACTERISTICS OF THE PURCHASED MODEL IS AT LEAST AS STRINGENT AS THE BACT VALUES AND THE USE OF ULSO FUEL OIL CAN BE USED TO FULFILL THIS REQUIREMENTS.
OH-0352 | OREGON CLEAN ENERGY CENTER | ARCADIS, US, INC. | LUCAS | OH | 43616 | USA | LYNN GRESOCK | 978-322-4520 | LYNN.GRESOCK@ARCADIS-US.CO | 5 | OH001 | OHIO ENVIRONMENTAL PROTECTION AGENCY | MR. DANA THOMPSON | 614-644-3701 | Dana.thompson@epa.ohio.gov |  | P0110840 | 4931 | 221112 | 110064669737 | 04/03/2013 &nbsp;ACT | 06/18/2013 &nbsp;ACT | 2013-07-15 | 2016-05-04 | A |  | 799 Megawatt Combined Cycle Combustion Turbine Power Plant | The permit is set up to install either 2 Mitsubishi M501 GAC units or 2 Siemens SGT-8000H units, not both; with dedicated heat recovery steam generators (HRSG), steam turbine generator, and electric generator. | Emergency generator | 17.11 | diesel | 2250 | KW | Emergency diesel fired generator restricted to 500 hours of operation per rolling 12-months. | Nitrogen Oxides (NOx) | EPA/OAR Mthd 7E | (InOrganic Compounds,Oxides of Nitrogen (NOx),Particulate Matter (PM)) | 10102 | P | Purchased certified to the standards in NSPS Subpart IIII | 4.2 | g/hp-hr |  | BACT-PSD | NSPS , OPERATING PERMIT | U | 0 | U | 6.95 | T/YR | PER ROLLING 12-MONTHS | 0 |  | SEE NOTES | 0 | 0 | N |  | Additional limits: 5.61 g NOx/kW-H; and 6.4 g NMHC + NOx/kW-hr, the standard from Subpart IIII. Method 7E if required.
FL-0332 | HIGHLANDS BIOREFINERY AND COGENERATION PLANT | HIGHLANDS ENVIROFUELS (HEF), LLC | HIGHLAND COUNTY | FL | 33852 | USA | BRADLEY KROHN | 813-425-5478 | BKROHN@USENVIROFUELS.COM | 4 | FL001 | FLORIDA DEPT. OF ENVIRONMENTAL PROTECTION | MR. DAVID READ | (850) 717-9000 | David.Read@dep.state.fl.us | KRIS LANH - RBLC COORDINATOR ( KRIS.LANH@DEP.STATE.FL.US ) DAVID REED - PERMIT ENGINEER FOR THIS PROJECT, EMAIL: DAVID.REED@DEP.STATE.FL.US PH. 850-717-9075 | PSD-FL-416, 0550063-001-AC | 2869 | 221119 | No FRS Number | 06/28/2011 &nbsp;ACT | 09/23/2011 &nbsp;ACT | 2012-05-17 | 2012-10-11 | U | http://appprod.dep.state.fl.us/air/emission/apds/listpermits.asp | THIS PROJECT INVOLVES THE CONSTRUCTION OF A SUGARCANE AND SWEET SORGHUM-TO-ETHANOL ADVANCED BIOREFINERY WITH A MAXIMUM ANNUAL ETHANOL (C2H5OH) PRODUCTION RATE OF 36 MILLION GALLONS PER YEAR (MGPY). THE CANE (I.E. THE SUGARCANE AND SORGHUM) WILL BE GROWN ON NEARBY FARMLAND. THE JUICE WILL BE SQUEEZED FROM THE FEEDSTOCK STALKS, FERMENTED, DISTILLED AND BLENDED TO MAKE A RANGE OF ETHANOL/GASOLINE PRODUCTS, INCLUDING E-85 (AN 85/15 ETHANOL/GASOLINE BLEND). THE LEFTOVER STALK FIBER (BAGASSE) WILL BE COMBUSTED IN A COGENERATION BIOMASS BOILER (458.5 MMBTU/HR ON A 24-HOUR BASIS) TO MAKE PROCESS STEAM AND UP TO 30 MEGAWATTS (MW, GROSS) OF ELECTRICITY. IN ADDITION TO BAGASSE, THE BOILER WILL USE SUPPLEMENTAL BIOMASS CONSISTING OF ENERGY CROPS, WOOD CHIPS AND VEGETATIVE DEBRIS. NATURAL GAS WILL BE USED FOR STARTUP SHUTDOWN AND FLAME STABILIZATION AND DURING A DISRUPTION IN THE BIOMASS SUPPLY. | THE ONLY SIGNIFICANT EMISSION UNITS ARE THE BIOMASS BOILER (EU 002) AND THE ETHANOL PRODUCTION PROCESS (EU 004). | 600 HP Emergency Equipment | 17.11 | Ultra-Low Sulfur Oil | 0 |  | One 600 hp diesel fire pump engine will be installed to provide firewater during power outages. This unit will fire ULSD fuel oil or natural gas and will be limited to 500 hours per year of operation. This unit will be operated no more than 100 hours per year for testing and maintenance purposes per 40 CFR 60, Subpart IIII. The engine will be designed to meet US EPAâ€™s emission standards listed in 40 CFR Part 60 Subpart IIII for model year 2009 or later. | Nitrogen Oxides (NOx) | Other - Compliance with the NSPS, Subpart IIII | (InOrganic Compounds,Oxides of Nitrogen (NOx),Particulate Matter (PM)) | 10102 | P | See Pollutant Notes. | 3 | G/HP-H |  | BACT-PSD | NSPS | U | 0 | U | 0 |  |  | 0 |  |  | 0 | 0 | N |  | Limit: 3.0 g/hp-hr NMHCb + NOX - NMHC means Non-Methane Hydrocarbons. The emergency fire pump engine shall comply with the following emission limits and demonstrate compliance in accordance with the procedures given in NSPS 40 CFR 60, Subpart IIII. Manufacturer certification may be provided to the Department in lieu of actual testing.
FL-0332 | HIGHLANDS BIOREFINERY AND COGENERATION PLANT | HIGHLANDS ENVIROFUELS (HEF), LLC | HIGHLAND COUNTY | FL | 33852 | USA | BRADLEY KROHN | 813-425-5478 | BKROHN@USENVIROFUELS.COM | 4 | FL001 | FLORIDA DEPT. OF ENVIRONMENTAL PROTECTION | MR. DAVID READ | (850) 717-9000 | David.Read@dep.state.fl.us | KRIS LANH - RBLC COORDINATOR ( KRIS.LANH@DEP.STATE.FL.US ) DAVID REED - PERMIT ENGINEER FOR THIS PROJECT, EMAIL: DAVID.REED@DEP.STATE.FL.US PH. 850-717-9075 | PSD-FL-416, 0550063-001-AC | 2869 | 221119 | No FRS Number | 06/28/2011 &nbsp;ACT | 09/23/2011 &nbsp;ACT | 2012-05-17 | 2012-10-11 | U | http://appprod.dep.state.fl.us/air/emission/apds/listpermits.asp | THIS PROJECT INVOLVES THE CONSTRUCTION OF A SUGARCANE AND SWEET SORGHUM-TO-ETHANOL ADVANCED BIOREFINERY WITH A MAXIMUM ANNUAL ETHANOL (C2H5OH) PRODUCTION RATE OF 36 MILLION GALLONS PER YEAR (MGPY). THE CANE (I.E. THE SUGARCANE AND SORGHUM) WILL BE GROWN ON NEARBY FARMLAND. THE JUICE WILL BE SQUEEZED FROM THE FEEDSTOCK STALKS, FERMENTED, DISTILLED AND BLENDED TO MAKE A RANGE OF ETHANOL/GASOLINE PRODUCTS, INCLUDING E-85 (AN 85/15 ETHANOL/GASOLINE BLEND). THE LEFTOVER STALK FIBER (BAGASSE) WILL BE COMBUSTED IN A COGENERATION BIOMASS BOILER (458.5 MMBTU/HR ON A 24-HOUR BASIS) TO MAKE PROCESS STEAM AND UP TO 30 MEGAWATTS (MW, GROSS) OF ELECTRICITY. IN ADDITION TO BAGASSE, THE BOILER WILL USE SUPPLEMENTAL BIOMASS CONSISTING OF ENERGY CROPS, WOOD CHIPS AND VEGETATIVE DEBRIS. NATURAL GAS WILL BE USED FOR STARTUP SHUTDOWN AND FLAME STABILIZATION AND DURING A DISRUPTION IN THE BIOMASS SUPPLY. | THE ONLY SIGNIFICANT EMISSION UNITS ARE THE BIOMASS BOILER (EU 002) AND THE ETHANOL PRODUCTION PROCESS (EU 004). | 2000 KW Emergency Equipment | 17.11 |  | 0 |  | One emergency generator rated at 2,000 kW (2,682 HP) will be installed to provide backup electrical power in the event of a power outage at the HEF facility. The generator will fire ULSD fuel oil or natural gas and will be limited to 500 hours per year of operation during emergencies. The unit will be operated no more than 100 hours per year for testing and maintenance purposes per 40 CFR 60, Subpart IIII. The engine will be designed to meet US EPAâ€™s emission standards listed in 40 CFR Part 60 Subpart IIII for model year 2006 or later. | Nitrogen Oxides (NOx) | Other - Compliance with the NSPS, Subpart IIII | (InOrganic Compounds,Oxides of Nitrogen (NOx),Particulate Matter (PM)) | 10102 | P | See Pollutant Notes. | 4.8 | G/HP-HR |  | BACT-PSD | NSPS | U | 0 | U | 0 |  |  | 0 |  |  | 0 | 0 | N |  | Limit: 6.4 (NMHC+NOX) - NMHC means Non-Methane Hydrocarbons The emergency generator shall comply with the following emission limits and demonstrate compliance in accordance with the procedures given in NSPS 40 CFR 60, Subpart IIII the language of which is given in Appendix IIII. Manufacturer certification can be provided to the Department in lieu of actual stack testing.
*AK-0084 | DONLIN GOLD PROJECT | DONLIN GOLD LLC. | BETHEL CENSUS AREA | AK | 99575 | USA | STAN FOO | 907-273-0200 | SFOO@DONLINGOLD.COM | 10 | AK001 | ALASKA DEPT OF ENVIRONMENTAL CONS | MR. JIM PLOSAY | (907) 465-5103 | JOHN.KUTERBACH@ALASKA.GOV | AK DEC DIV. OF AIR QUALITY 410 WILLOUGHBY AVE. SUITE 303 JUNEAU, AK 99801 | AQ0934CPT01 | 1041 | 212221 | Not Entered | 10/15/2015 &nbsp;ACT | 06/30/2017 &nbsp;ACT | 2018-06-21 | 2018-06-22 | A | http://dec.alaska.gov/Applications/Air/airtoolsweb/Home/ViewAttachment/16763360/d1h2U6BIY-j857LFU-WYmw2 | The Donlin Gold Project is a gold mine located 12 miles north of Crooked Creek, Alaska on the Kuskokwim River, about 280 miles northwest of Anchorage. The deposit has proven and probable reserves estimated at 33.9 million ounces of gold at 2.1 g/t and could produce up to 1.5 million ounces annually. SIC Code 1041; NAICS Code 212221. |  | Twelve (12) Large ULSD/Natural Gas-Fired Internal Combustion Engines | 17.11 | Diesel and Natural Gas | 143.5 | MMBtu/hr | Twelve 17-MW Wartsila 18V50DF ULSD/Natural Gas-Fired Internal Combustion Engines. Each engine rated at: 143.5 MMBtu/hr on ULSD 141.4 MMBtu/hr on natural gas | Nitrogen Oxides (NOx) | Unspecified | (InOrganic Compounds,Oxides of Nitrogen (NOx),Particulate Matter (PM)) | 10102 | B | Selective Catalytic Reduction (SCR) and Good Combustion Practices | 0.4 | G/hp-HR (ULSD) | 3-HOUR AVERAGE | BACT-PSD |  | U | 95 | U | 0.08 | G/KW-HR (NATURAL GAS | 3-HOUR AVERAGE | 0 |  |  | 0 | 0 | N |  | Potential NOx emissions of 85.9 tpy for each engine (EU 1-12).
*MI-0435 | BELLE RIVER COMBINED CYCLE POWER PLANT | DTE ELECTRIC COMPANY | ST. CLAIR | MI | 48054 | USA | MATTHEW PAUL | 313-235-3374 | MATTHEW.PAUL@DTEENERGY.COM | 5 | MI001 | MICHIGAN DEPT OF ENVIRONMENTAL QUALITY | MS. CINDY SMITH | (517)284-6802 | SMITHC17@MICHIGAN.GOV | For technical questions regarding the permit, please contact the permit engineer, Mr. John Vial, at 517-284-6805 or at vialj@michigan.gov. Thank you. | 19-18 | 4911 | 221112 | Not Found | 06/22/2018 &nbsp;ACT | 07/16/2018 &nbsp;ACT | 2018-08-23 | 2018-08-24 | B |  | Natural gas combined-cycle power plant | The new combined cycle plant is proposed to be located near DTE's existing Belle River and St. Clair coal fired power plants. The three plants will be considered a single stationary source. It will have a capacity of 1,150 megawatts. | EUEMENGINE: Emergency engine | 17.11 | Diesel | 2 | MW | A nominal 2 MW diesel-fueled emergency engine with a model year of 2011 or later, and a displacement of <10 liters/cylinder. The engine is an EPA Tier 2 certified engine subject to NSPS IIII. | Nitrogen Oxides (NOx) | Unspecified | (InOrganic Compounds,Oxides of Nitrogen (NOx),Particulate Matter (PM)) | 10102 | P | State of the art combustion design. | 4.8 | g/hp-hr | HOURLY | BACT-PSD | NSPS , SIP | N | 0 | N | 0 |  |  | 0 |  |  | 0 | 0 | N |  | The limit is actually in &lsquo;&lsquo;NMHC+NOx&lsquo;&lsquo; (nonmethane hydrocarbon plus NOx), which is what is required in the NSPS.
NV-0049 | HARRAH'S OPERATING COMPANY, INC. | HARRAH'S OPERATING COMPANY, INC. | CLARK | NV | 891098969 | USA | TOM JENKIN | 7023675662 |  | 9 | NV002 | CLARK CO. DEPT. OF AIR QUALITY | MR. SANTOSH MATHEW | (702)455-5942 | Mathew@ClarkCountyNV.gov | RBLC COORDINATOR: DAVID C. LEE, TEL: (702) 455-1673 | 257 | 7011 | 721120 | UNKNOWN | 03/18/2009 &nbsp;EST | 08/20/2009 &nbsp;ACT | 2009-12-01 | 2009-12-01 | A |  | THE FACILITY CONSISTS OF SEVEN CONTIGUOUS HOTEL AND CASINO BUSINESSES OWNED AND OPERATED BY HARRAH'S OPERATING COMPANY, INC. BOILERS AND HEATERS ARE THE PRIMARY EMISSION UNITS. THE FACILITY IS A MAJOR SOURCE FOR NITROGEN OXIDES, A SYNTHETIC MINOR SOURCE FOR CARBON MONOXIDE, AND A MINOR SOURCE FOR ALL THE OTHER CRITERIA AIR POLLUTANTS. THE FACILITY IS LOCATED IN A NON-ATTAINMENT AREA FOR OZONE. | THE SEVEN INDIVIDUAL BUSINESSES THAT MAKE UP THIS CONSOLIDATED FACILITY ARE: HARRAH'S LAS VEGAS, FLAMINGO LAS VEGAS, BALLY'S LAS VEGAS, BILL'S GAMBLIN' HALL AND SALOON, CAESAR'S PALACE, PARIS CASINO RESORT, AND IMPERIAL PALACE. EACH ONE OF THEM HAD BEEN INDIVIDUALLY ISSUED A MINOR-SOURCE PERMIT PRIOR TO THE CONSOLIDATION IN 2005. EACH ONE OF THEM IS ADJACENT TO AT LEAST ONE OF THE OTHER BUSINESSES. THIS REPORT IS BASED ON THE AUTHORITY TO CONSTRUCT (ATC) PERMIT FOR MODIFICATION #12, REVISION #1 AND ITS TECHNICAL SUPPORT DOCUMENT. THE ATC PERMITS FOR MODIFICATIONS #13 AND #14 FOCUS NARROWLY ON ADDING SMALL EMISSION UNITS AT CAESARS PALACE AND PARIS CASINO RESORT RESPECTIVELY WITHOUT A COMPREHENSIVE ACCOUNT OF ALL THE EMISSION UNITS FOR THE MAJOR STATIONARY SOURCE. A PART 70 PERMIT HAS BEEN PROPOSED FOR PUBLIC NOTICE. DUE TO THE LARGE NUMBER OF EMISSION UNITS. THOSE WITH A POTENTIAL TO EMIT LESS THAN ONE TON PER YEAR FOR ANY POLLUTANT MAY BE SKIPPED. | LARGE INTERNAL COMBUSTION ENGINES (&gt;600 HP) - UNIT HA13 | 17.11 | DIESEL OIL | 1232 | HP | UNIT HA13 IS A MARATHON DIESEL GENERATOR AT HARRAH'S LAS VEGAS. ALL THE SEVEN (7) DIESEL GENERATORS AT HARRAH'S LAS VEGAS ARE FOR EMERGENCY USE ONLY. EACH ONE OF THEM IS SUBJECT TO THE SAME LIMIT OF OPERATING TIME FOR 2 HOURS PER DAY AND 36 HOURS PER YEAR. THE EMISSION LIMITS ARE CALCULATED BASED ON THE EMISSION FACTORS TAKEN FROM AP-42. | Nitrogen Oxides (NOx) | Unspecified | (InOrganic Compounds,Oxides of Nitrogen (NOx),Particulate Matter (PM)) | 10102 | P | THE UNIT IS EQUIPPED WITH A TURBOCHARGER. | 10.9 | G/BHP-HR |  | BACT-PSD | SIP , OPERATING PERMIT |  | 0 | Y | 29.57 | LB/H |  | 0.024 | LB/HP-H |  | 0 | 0 | N
ID-0018 | LANGLEY GULCH POWER PLANT | IDAHO POWER COMPANY | PAYETTE | ID |  | USA |  | 2083885820 | TMAHLUM@IDAHOPOWER.COM | 10 | ID001 | IDAHO DEPT OF ENVIRONMENTAL QUALITY | MR. BILL ROGERS | (208)373-0437 | WILLIAM.ROGERS@DEQ.IDAHO.GOV |  | P-2009.0092 | 4911 | 221112 | UNKNOWN | 06/07/2009 &nbsp;ACT | 06/25/2010 &nbsp;ACT | 2010-08-09 | 2010-10-05 | A |  | ONE-ON-ONE COMBINED CYCLE PLANT CONSISTING OF (1) NATURAL GAS-FIRED COMBUSTION TURBINE (CT) AND (1) STEAM TURBINE. THE CT IS EQUIPPED WITH (1) HEAT RECOVERY STEAM GENERATOR (HRSG) AND DUCT BURNER. ANCILLARY EQUIPMENT INCLUDES (1) DIESEL-FIRED EMERGENCY GENERATOR, (1) DIESEL-FIRED FIRE PUMP, (1) WET COOLING TOWER, AND (6) DRY CHEMICAL STORAGE SILOS. |  | EMERGENCY GENERATOR ENGINE | 17.11 | DIESEL | 750 | KW | COMPRESSION IGNITION INTERNAL COMBUSTION (CI ICE) | Nitrogen Oxides (NOx) | Unspecified | (InOrganic Compounds,Oxides of Nitrogen (NOx),Particulate Matter (PM)) | 10102 | P | TIER 2 ENGINE-BASED, GOOD COMBUSTION PRACTICES (GCP) | 4.8 | G/HP-H | NOX+NMHC | BACT-PSD | NSPS | N | 0 |  | 0 |  |  | 0 |  |  | 0 | 0 | N |  | LIMIT APPLIES TO NOX+NMHC COMBINED EMISSIONS.
IL-0114 | CRONUS CHEMICALS, LLC | CRONUS CHEMICALS, LLC | DOUGLAS | IL | 60601 | USA | ERZIN ATAC | 312-863-8638 | ERZIN.ATAC@CRONUCHEM.COM | 5 | IL001 | ILLINOIS EPA, BUREAU OF AIR | MR. RAY PILAPIL | (217) 782-2113 | ray.pilapil@illinois.gov | Permit Writer: Bob Smet 217-785-9250 robert.smet@illinois.gov | 13060007 | 2873 | 325311 | 110055568522 | 02/14/2014 &nbsp;ACT | 09/05/2014 &nbsp;ACT | 2014-12-24 | 2016-05-05 | A | http://yosemite.epa.gov/r5/in_permt.nsf/6f1ebc583aad45448625763f0053e08e/02fa71769b748f8886257da2004e4f4f!OpenDocument | Plant will produce urea and ammonia, but ammonia production will be limited to a maximum of 3 months of the year (4,880 tpd urea and 2,789 tpd ammonia). |  | Emergency Generator | 17.11 | distillate fuel oil | 3755 | HP |  | Nitrogen Oxides (NOx) | Unspecified | (InOrganic Compounds,Oxides of Nitrogen (NOx),Particulate Matter (PM)) | 10102 | P | Tier IV standards for non-road engines at 40 CFR 1039.102, Table 7. | 0.5 | G/HP-H |  | BACT-PSD |  | U | 0 | U | 0 |  |  | 0 |  |  | 0 | 0 | N
AK-0071 | INTERNATIONAL STATION POWER PLANT | CHUGACH ELECTRIC ASSOCIATION, INC. | MUNCIPALITY OF ANCHORAGE | AK | 99518-1074 | USA | GREG ARTHUR | (907) 762-4492 | GREG_ARTHUR@CHUGACHELECTRIC.COM | 10 | AK001 | ALASKA DEPT OF ENVIRONMENTAL CONS | MR. JIM PLOSAY | (907) 465-5103 | JOHN.KUTERBACH@ALASKA.GOV | Dr. Fathima Zeena" Siddeek 410 Willoughby Way Ste. 303 Juneau | AK 99811" | AQ0164CPT01 | 4911 | 221112 | Not Applicable | 03/31/2010 &nbsp;ACT | 12/20/2010 &nbsp;ACT | 2010-12-20 | B | http://dec.alaska.gov/air/ap/docs/AQ0164CPT01finper.pdf | Combined Cycle Power Power Plant |  | Caterpillar 3215C Black Start Generator (1) | 17.11 | ULSD | 1500 | KW-e |  | Nitrogen Oxides (NOx) | Unspecified | (InOrganic Compounds,Oxides of Nitrogen (NOx),Particulate Matter (PM)) | 10102 | A | Turbocharger and Aftercooler | 4.8 | G/HP-HR | INSTANTANEOUS | BACT-PSD |  | U | 35 | U | 0 |  |  | 0 |  |  | 0 | 0 | N |  | Cost analysis not conducted since cost was not a factor in BACT determination. BACT limit set to NSPS limit since limit proposed by Chugach Electric Association was higher than NSPS.
NV-0047 | NELLIS AIR FORCE BASE | 99 CIVIL ENGINEER SQUADRON OF USAF | CLARK | NV | 891555210 | USA | SHIMI MATHEW | 7026522548 |  | 9 | NV002 | CLARK CO. DEPT. OF AIR QUALITY | MR. SANTOSH MATHEW | (702)455-5942 | Mathew@ClarkCountyNV.gov | DAVID C. LEE, RBLC COORDINATOR, TEL: 702-455-1673 | 114 | 9711 | 928110 | 110027848319 | 09/26/2007 &nbsp;ACT | 02/26/2008 &nbsp;ACT | 2008-10-21 | 2008-10-21 | A |  | THE FACILITY IS A MILITARY INSTALLATION WITH A LARGE NUMBER OF PROCESSES SUPPORTING THE AIR FORCE'S OPERATIONS. | THIS REPORT IS BASED ON THE PERMIT ISSUED TO THE NELLIS AIR FORCE BASE FOR MODIFICATION 37, REVISION 2. THE FACILITY IS A MAJOR STATIONARY SOURCE FOR NITROGEN OXIDES. THE FACILITY IS LOCATED IN A NON-ATTAINMENT AREA FOR OZONE, PM-10, AND CARBON MONOXIDE. A FEW MINOR PROCESSES, WHICH WERE NOT REVIEWED IN THIS PERMITTING ACTION, ARE NOT INCLUDED IN THIS REPORT. A PART 70 PERMIT FOR THIS NEW MAJOR SOURCE IS YET TO BE ISSUED. | LARGE INTERNAL COMBUSTION ENGINES (&gt;500 HP) | 17.11 | DIESEL OIL |  |  | THE FACILITY HAS A TOTAL OF TEN (10) LARGE DIESEL GENERATORS, INCLUDING FOUR NEW ONES APPROVED IN THE PERMITTING ACTION. ALL OF THEM ARE SUBJECT TO THE LIMIT OF OPERATING TIME FOR TESTING AND MAINTENANCE FOR 90 HOURS PER YEAR. EMISSION UNIT G010 (ONAN GENERATOR, 1,350 HP) IS SELECTED TO SHOW THE BACT DETERMINATIONS. | Nitrogen Oxides (NOx) | Unspecified | (InOrganic Compounds,Oxides of Nitrogen (NOx),Particulate Matter (PM)) | 10102 | B | TURBOCHARGER AND AFTERCOOLER | 7.58 | G/B-HP-H |  | BACT-PSD | SIP , OPERATING PERMIT |  | 0 | N | 23.87 | LB/H |  | 7.58 | G/B-HP-H |  | 0 | 0 | N
FL-0348 | MURPHY EXPLORATION & PRODUCTION CO. | MURPHY EXPLORATION & PRODUCTION CO. | NA | FL |  | USA |  |  |  | 4 | OT005 | EPA REGION IV | MS. KATY R. FORNEY | (404) 562-9130 | forney.kathleen@epa.gov |  | OCS-EPA-R4009 | 1381 | 213111 | NA | 04/22/2011 &nbsp;ACT | 05/15/2012 &nbsp;ACT | 2015-09-21 | 2016-07-07 | A | http://www2.epa.gov/caa-permitting/murphy-exploration-and-production-co-outer-continental-shelf-ocs-final-permit | The facility consists of the dynamically positioned Diamond Offshore deepwater drilling vessel Ocean Confidence and an associated support fleet to conduct exploratory drilling and well completion for up to 90 calendar days within a two year period at a single well location within its Lloyd Ridge lease block 317. The drill site is located on the OCS in the Gulf of Mexico, approximately 135 miles southeast of the mouth of the Mississippi River and 180 miles from the Florida shoreline. | The United States Environmental Protection Agency (EPA) issued this permit pursuant to section 328 of the CAA, 42 U.S.C. Â§ 7627, and the implementing OCS Air Regulations at 40 CFR part 55, which incorporate by reference the PSD Regulations at 40 CFR Â§ 52.21. This permit is based upon the permit application materials submitted to EPA by Murphy Exploration & Production Co. (Murphy) dated January 13, 2011, March 21, 2011, June 22, 2011, September 12, 2011 and supplemental submittals in the administrative record for this permit action, and upon the technical analysis performed by EPA. | Drill Floor and Crew Quarters Electrical Generators | 17.11 | Diesel | 6789 | hp | Three 1998 Caterpillar 3616 Diesel Engines | Nitrogen Oxides (NOx) | Other - Parametric | (InOrganic Compounds,Oxides of Nitrogen (NOx),Particulate Matter (PM)) | 10102 | B | Use of engine with turbo charger with after cooler, an enhanced work practice power management, NOx emissions maintenance system, and good combustion and maintenance practices based on the current manufacturerâ€™s specifications for each engine. | 19.4 | G/HP-HR | ROLLING 24-HOUR AVERAGE | BACT-PSD | OPERATING PERMIT | U | 0 | U | 0 |  |  | 0 |  |  | 0 | 0 | N
FL-0327 | ANADARKO - PHEONIX PROSPECT | ANADARKO PETROLEUM COMPANY |  | FL |  | USA |  |  |  | 4 | OT005 | EPA REGION IV | MS. KATY R. FORNEY | (404) 562-9130 | forney.kathleen@epa.gov |  | OCS-EPA-R4005 | 1382 | 213112 | Not Available | 11/20/2009 &nbsp;ACT | 06/13/2011 &nbsp;ACT | 2011-10-31 | 2012-10-11 | A | http://www.epa.gov/region4/air/permits/OCSPermits/AnadarkoOCS.html | The proposed project, known as the Phoenix Prospect, will mobilize the Discoverer Spirit, a work boat, a crew boat and a anchor handling boat to drill a single exploration well on the OCS in Lloyd Ridge Lease Block 410 to determine if natural gas reserves are present in this location. The wellâ€™s objective depth is 16,100 feet true vertical depth sub-sea or 6,300 feet below the mud line of the seafloor and will be drilled in approximately 9,800 feet of water from the dynamically positioned Discoverer Spirit. The operation is expected to last less than 92 days, and based on applicable permitting regulations, is a â€œtemporary sourceâ€ for permitting purposes. |  | Main Propulsion Engines | 17.11 | Diesel | 0 |  | Wartsila 18V32 LNE and Wartsila 12V32 LNE model engines | Nitrogen Oxides (NOx) | Other - Stack Testing and parametric monitoring | (InOrganic Compounds,Oxides of Nitrogen (NOx),Particulate Matter (PM)) | 10102 | P | Use of good combustion and maintenance practices, Power Management System, and NOx Concentration Maintenance System as described in the OCS permit application. | 9.5 | G/HP-HR | 24-HOUR ROLLING | BACT-PSD |  | U | 0 | U | 0 |  |  | 0 |  |  | 0 | 0 | N
FL-0328 | ENI - HOLY CROSS DRILLING PROJECT | ENI U.S. OPERATING COMPANY, INC. |  | FL |  | USA |  |  |  | 4 | OT005 | EPA REGION IV | MS. KATY R. FORNEY | (404) 562-9130 | forney.kathleen@epa.gov |  | OCS-EPA-R4007 | 1382 | 211112 | Not Available | 10/20/2010 &nbsp;ACT | 10/27/2011 &nbsp;ACT | 2011-10-31 | 2016-04-14 | A | http://www.epa.gov/region4/air/permits/OCSPermits/EniOCS.html | The project, known as the Holy Cross Drilling Project, will mobilize the Pathfinder drillship, and support vessels to drill in the Gulf of Mexico, Lloyd Ridge lease block 411, to determine the presence of natural gas. The exploratory drilling activity will consist of two phases: the initial drilling phase and the well completion phase; the Pathfinder will complete both phases. The operation will last up to two years, and based on applicable permitting regulations, is a â€œtemporary sourceâ€ for PSD permitting purposes. | Sys Admin: (Will Remove Note on Completion) 2/24/16 Talked to Region 4 and they did not know each polt was to be listed separately. Editor, Andrew Porter, will go into this det and correct the problem. ==================================== | Main Propulsion Engines | 17.11 | Diesel | 0 |  | WÃ¤rtsilÃ¤ Vasa 18V32 LNE and WÃ¤rtsilÃ¤ Vasa 12V32 LNE model engines | Nitrogen Oxides (NOx) | Unspecified | (InOrganic Compounds,Oxides of Nitrogen (NOx),Particulate Matter (PM)) | 10102 | P | Use of good combustion practices based on the current manufacturerâ€™s specifications for these engines, and additional enhanced work practice standards including an engine performance management system and the Diesel Engines with Turbochargers (DEWT) measurement system. | 9.5 | G/HP-HR | 24-HOUR ROLLING | BACT-PSD |  | U | 0 | U | 0 |  |  | 0 |  |  | 0 | 0 | N
FL-0338 | SAKE PROSPECT DRILLING PROJECT | BHP BILLITON PETROLEUM, INC. |  | FL |  | USA |  |  |  | 4 | OT005 | EPA REGION IV | MS. KATY R. FORNEY | (404) 562-9130 | forney.kathleen@epa.gov |  | OCS-EPA-R4008 | 1381 | 211111 | NA | 03/10/2011 &nbsp;ACT | 05/30/2012 &nbsp;ACT | 2014-02-28 | 2016-05-04 | A | http://www.regulations.gov/#!documentDetail;D=EPA-R04-OAR-2012-0239-0037 | The facility consists of a mobile offshore drilling unit (MODU) using either the Transocean ultra-deepwater C.R. Luigs or the Transocean semisubmersible DD1 to conduct exploratory oil and natural gas drilling in lease blocks within the DeSoto Canyon area of the Gulf of Mexico. | The United States Environmental Protection Agency (EPA) issued this permit pursuant to section 328 of the CAA, 42 U.S.C. Â§ 7627, and the implementing OCS Air Regulations at 40 CFR part 55, which incorporate by reference the PSD Regulations at 40 CFR Â§ 52.21 and the title V Operating Permit Program at 40 CFR part 71. This permit is based upon application materials submitted to EPA by BHP Billiton Petroleum, Inc. (BHPB), dated October 14, 2010, February 9, 2011, September 30, 2011, October 14, 2011, December 21, 2011, January 18, 2012, supplemental submittals in the administrative record for this permit action, and upon the technical analysis performed by EPA. | Main Propulsion Engines - Development Driller 1 | 17.11 | Diesel | 0 |  | Development Driller 1 has eight identical 2002 Caterpillar Model 3612-DITA, 5096 hp diesel electric engines. | Nitrogen Oxides (NOx) | Unspecified | (InOrganic Compounds,Oxides of Nitrogen (NOx),Particulate Matter (PM)) | 10102 | B | Use of good combustion practices based on the current manufacturerâ€™s specifications for these engines, and additional enhanced work practice standards including an engine performance management system, positive crankcase ventilation, turbocharger with aftercooler, and high pressure fuel injection with aftercooler. | 9 | G/HP-HR | 24-HOUR ROLLING | BACT-PSD | OPERATING PERMIT | U | 0 | U | 0 |  |  | 0 |  |  | 0 | 0 | N
FL-0338 | SAKE PROSPECT DRILLING PROJECT | BHP BILLITON PETROLEUM, INC. |  | FL |  | USA |  |  |  | 4 | OT005 | EPA REGION IV | MS. KATY R. FORNEY | (404) 562-9130 | forney.kathleen@epa.gov |  | OCS-EPA-R4008 | 1381 | 211111 | NA | 03/10/2011 &nbsp;ACT | 05/30/2012 &nbsp;ACT | 2014-02-28 | 2016-05-04 | A | http://www.regulations.gov/#!documentDetail;D=EPA-R04-OAR-2012-0239-0037 | The facility consists of a mobile offshore drilling unit (MODU) using either the Transocean ultra-deepwater C.R. Luigs or the Transocean semisubmersible DD1 to conduct exploratory oil and natural gas drilling in lease blocks within the DeSoto Canyon area of the Gulf of Mexico. | The United States Environmental Protection Agency (EPA) issued this permit pursuant to section 328 of the CAA, 42 U.S.C. Â§ 7627, and the implementing OCS Air Regulations at 40 CFR part 55, which incorporate by reference the PSD Regulations at 40 CFR Â§ 52.21 and the title V Operating Permit Program at 40 CFR part 71. This permit is based upon application materials submitted to EPA by BHP Billiton Petroleum, Inc. (BHPB), dated October 14, 2010, February 9, 2011, September 30, 2011, October 14, 2011, December 21, 2011, January 18, 2012, supplemental submittals in the administrative record for this permit action, and upon the technical analysis performed by EPA. | Main Propulsion Engines - C.R. Luigs | 17.11 | Diesel | 5875 | hp | C.R. Luigs has 8 identical MAN B&W 9L32/40-47 5,875 hp diesel electric engines. | Nitrogen Oxides (NOx) | Unspecified | (InOrganic Compounds,Oxides of Nitrogen (NOx),Particulate Matter (PM)) | 10102 | B | Use of good combustion practices based on the current manufacturerâ€™s specifications for these engines, and additional enhanced work practice standards including an engine performance management system, positive crankcase ventilation, turbocharger with aftercooler, and high pressure fuel injection with aftercooler. | 13.5 | G/HP-HR | 24-HOUR ROLLING | BACT-PSD | OPERATING PERMIT | U | 0 | U | 0 |  |  | 0 |  |  | 0 | 0 | N
FL-0350 | ANADARKO PETROLEUM, INC DIAMOND BLACKHAWK DRILLING PROJECT | ANADARKO PETROLEUM, INC. | NA | FL |  | USA |  |  |  | 4 | OT005 | EPA REGION IV | MS. KATY R. FORNEY | (404) 562-9130 | forney.kathleen@epa.gov |  | OCS-EPA-R4019 | 1381 | 213111 | NA | 02/20/2014 &nbsp;ACT | 12/31/2014 &nbsp;ACT | 2015-09-30 | 2016-07-07 | A | http://www2.epa.gov/caa-permitting/anadarko-petroleum-corp-diamond-blackhawk-drilling-project-outer-continental-shelf | The facility consists of the BlackHawk drillship owned by Diamond Offshore Drilling Inc., and associated support vessels. The support vessels may include a combination of supply boats, anchor handling boats, tug boats, barges, stimulation vessels and well evaluation vessels. The proposed project will consist of three phases: the drilling phase, the well completion phase, and the production well maintenance phase. Anadarko will conduct drilling activities at multiple locations in the Outer Continental Shelf in the Eastern Gulf of Mexico. The drilling sites are located east of longitude 87.5Â°, west of the Military Mission Line (86Â°41â€™ west longitude), at least 100 miles from the Louisiana shoreline, and at least 125 miles from the Florida shoreline. | The United States Environmental Protection Agency (EPA) issues this permit pursuant to section 328 of the CAA, 42 U.S.C. Â§ 7627, and the implementing OCS Air Regulations at 40 CFR part 55, which incorporate by reference the PSD regulations at 40 CFR Â§ 52.21 and the title V Operating Permit Program regulations at 40 CFR part 71. This permit is based upon application materials submitted to EPA by Anadarko Petroleum Corporation (Anadarko) dated September 5, 2013; supplemental submittals dated on September 18, 2013, November 26, 2013, December 5, 2013, February 11, 2014, July 15, 2014, September 2, 2014 and September 10, 2014, in the administrative record for this permit action; and upon the technical analysis performed by EPA. | Main Propulsion Generator Engines | 17.11 | Diesel | 0 |  | Six 2012 Hyundai-HiMsen 9H32/40V 6,035 hp and two 2012 Hyundai-HiMsen 18H32/40V diesel electric engines. | Nitrogen Oxides (NOx) | Other - Parametric | (InOrganic Compounds,Oxides of Nitrogen (NOx),Particulate Matter (PM)) | 10102 | P | Use of good combustion practices based on the most recent manufacturerâ€™s specifications issued for these engines at the time that the engines are operating under this permit | 7.9 | G/HP-HR |  | BACT-PSD | OPERATING PERMIT | U | 0 | U | 0 |  |  | 0 |  |  | 0 | 0 | N |  | DR-ME-01 through DR-ME-08 Operating at 50% Load and Above: 10.57 g/kw-hr on a rolling 24-hour average basis. DR-ME-01 through DR-ME-06 Operating Below 50% Load: 57.3 lb/hr on a rolling 24-hour average basis. DR-MR-07 and DR-ME-08 Operating Below 50% Load: 103.5 lb/hr on a rolling 24-hour average basis.
FL-0347 | ANADARKO PETROLEUM CORPORATION - EGOM | ANADARKO PETROLEUM CORPORATION |  | FL |  | USA |  |  |  | 4 | OT005 | EPA REGION IV | MS. KATY R. FORNEY | (404) 562-9130 | forney.kathleen@epa.gov |  | OCS-EPA-R4015 | 1381 | 211111 | NA | 08/12/2013 &nbsp;ACT | 09/16/2014 &nbsp;ACT | 2015-09-21 | 2016-07-06 | A | http://www.regulations.gov/contentStreamer?documentId=EPA-R04-OAR-2014-0487-0069&disposition=attachment&contentType=pdf | The facility consists of a mobile offshore drilling unit using the Transocean Discoverer Spirit and associated support vessels. The drilling sites are located east of longitude 87.5, west of the Military Mission Line (86Â°41' west longitude), at least 100 miles from the Louisiana shoreline, and at least 125 miles from the Florida shoreline. | The United States Environmental Protection Agency (EPA) issued this permit pursuant to section 328 of the CAA, 42 U.S.C. Â§ 7627, and the implementing OCS Air Regulations at 40 CFR part 55, which incorporate by reference the PSD regulations at 40 CFR Â§ 52.21 and the title V Operating Permit Program regulations at 40 CFR part 71. This permit is based upon application materials submitted to EPA by Anadarko Petroleum Corporation (Anadarko) dated December 26, 2012, March 27,2013, April 26,2013, May 3, 2013, and July 2, 2013; supplemental submittals and information in the administrative record for this permit action; and upon the technical analysis performed by EPA. | Main Propulsion Generator Diesel Engines | 17.11 | Diesel | 9910 | hp | Four 1998 Wartsila 18V32LNE 9910 hp and Two 1998 Wartsila 12V32LNE 6610 hp | Nitrogen Oxides (NOx) | Other - Parametric | (InOrganic Compounds,Oxides of Nitrogen (NOx),Particulate Matter (PM)) | 10102 | B | Use of good combustion practices based on the most recent manufacturer's specifications issued for engines and with turbocharger, aftercooler, and high injection pressure | 9.5 | G/HP-HR | ROLLING 24 HOUR AVERAGE | BACT-PSD | OPERATING PERMIT | U | 0 | U | 0 |  |  | 0 |  |  | 0 | 0 | N
PR-0009 | ENERGY ANSWERS ARECIBO PUERTO RICO RENEWABLE ENERGY PROJECT | ENERGY ANSWERS ARECIBO, LLC | ARECIBO | PR |  | USA | MARK GREEN | (347)-351-5248 |  | 2 | OT003 | EPA REGION II | MR. FRANK JON | (212)637-4085 | jon.frank@epa.gov | Ms. Viorica Petriman petriman.viorica@epa.gov | R2-PSD 1 | 4953 | 221119 | FRL-9911-10-Region 2 | 11/11/2012 &nbsp;ACT | 04/10/2014 &nbsp;ACT | 2014-10-14 | 2016-05-05 | A |  | Energy Answers Arecibo is a new resource recovery facility capable of producing up to 77 megawatts (MW) of electrical power while combusting municipal solid waste, as the primary fuel. | This is a PSD permit for a new/greenfield facility. | Emergency Diesel Generator | 17.11 | ULSD Fuel oil # 2 | 0 |  | Emergency Generator is rated at 670 BHP and is limited to 500 hr per year (emergency and testing and maintenance, combined) | Nitrogen Oxides (NOx) | Unspecified | (InOrganic Compounds,Oxides of Nitrogen (NOx),Particulate Matter (PM)) | 10102 | N |  | 2.85 | G/B-HP-H |  | BACT-PSD |  | U | 0 | U | 4.2 | LB/H |  | 0 |  |  | 0 | 0 | N
IA-0095 | TATE & LYLE INDGREDIENTS AMERICAS, INC. |  | WEBSTER | IA | 50501 | USA | JOHN DENT | 2174212655 | JOHN.DENT@TATEANDLYLE.COM | 7 | IA001 | IOWA DEPARTMENT OF NATURAL RESOURCES AIR QUALITY | MR. GARY SMITH | (515) 725-9563 | GARY.SMITH@DNR.IOWA.GOV |  | PROJECT 08-126 | 2046 | 111150 | UNKNOWN | 07/01/2008 &nbsp;EST | 09/19/2008 &nbsp;ACT | 2008-09-29 | 2009-01-30 | A |  | CORN WET MILL |  | FIRE PUMP ENGINE | 17.11 | DIESEL | 575 | HP |  | Nitrogen Oxides (NOx) | Unspecified | (InOrganic Compounds,Oxides of Nitrogen (NOx),Particulate Matter (PM)) | 10102 | N |  | 2.9 | G/HP-HR | AVERAGE OF THREE STACK TEST RUNS | BACT-PSD | NSPS | U | 0 | U | 0.92 | T/YR | 12-MONTH ROLLING TOTAL | 0 |  |  | 0 | 0 | N
IN-0185 | MAG PELLET LLC | MAG PELLET LLC | WHITE | IN | 47980 | USA | BARB MANSFIELD | 5742974227 |  | 5 | IN001 | INDIANA DEPT OF ENV MGMT, OFC OF AIR | MR. MATT STUCKEY | (317) 233-0203 | mstuckey@idem.in.gov | JULIE ALEXANDER JUALEXAN@IDEM.IN.GOV (317) 233-1782 JENNY ACKER JLACKER@IDEM.IN.GOV 317-234-5285 | 181-33965-00054 | 1011 | 212210 | 110055584363 | 12/09/2013 &nbsp;ACT | 04/24/2014 &nbsp;ACT | 2014-08-12 | 2016-05-13 | D | HTTP://PERMITS.AIR.IDEM.IN.GOV/33965F.PDF | A STATIONARY IRON ORE CONCENTRATE PELLETIZING PLANT |  | DIESEL FIRE PUMP | 17.11 | DIESEL | 300 | HP |  | Nitrogen Oxides (NOx) | Unspecified | (InOrganic Compounds,Oxides of Nitrogen (NOx),Particulate Matter (PM)) | 10102 | N |  | 3 | G/HP-H |  | BACT-PSD |  |  | 0 |  | 500 | H |  | 0 |  |  | 0 | 0 | N |  | RESTRICTED USE OF ONLY NATURAL GAS, THE USE OF GOOD COMBUSTION PRACTICES
AK-0082 | POINT THOMSON PRODUCTION FACILITY | EXXON MOBIL CORPORATION | USA | AK |  | USA | MATT REILE | 907 929 4108 | MATTHEW.R.REILE@EXXONMOBIL.COM | 10 | AK001 | ALASKA DEPT OF ENVIRONMENTAL CONS | MR. JIM PLOSAY | (907) 465-5103 | JOHN.KUTERBACH@ALASKA.GOV |  | AQ1201CPT03 | 1382 | 211111 | 110058932561 | 12/13/2013 &nbsp;ACT | 01/23/2015 &nbsp;ACT | 2015-01-28 | 2016-02-19 | C | http://dec.alaska.gov/Applications/Air/airtoolsweb/Home/ViewAttachment/16685549/QXjhK6BJvK3h8EByjhru7Q2 | OIL GAS EXPLORATION AND PRODUCTION FACILITY. | Revise Existing RBLC ID AK-0076 to include pollutants: PM-10 and VOC which now trigger PSD. | Fine Water Pumps | 17.11 | Ultra Low Sulfur Diesel | 610 | hp | Two ULSD-fired 610 hp Fine Water Pumps | Nitrogen Oxides (NOx) | Unspecified | (InOrganic Compounds,Oxides of Nitrogen (NOx),Particulate Matter (PM)) | 10102 | N |  | 3 | G/HP-H |  | BACT-PSD |  | U | 0 | U | 0 |  |  | 0 |  |  | 0 | 0 | N
AK-0076 | POINT THOMSON PRODUCTION FACILITY | EXXON MOBIL CORPORATION | NORTH SLOPE | AK |  | USA | MATT REILLE | 907 929 4108 | MATTHEW.R.REILE@EXXONMOBIL.COM | 10 | AK001 | ALASKA DEPT OF ENVIRONMENTAL CONS | MR. JIM PLOSAY | (907) 465-5103 | JOHN.KUTERBACH@ALASKA.GOV |  | AQ1201CPT01 | 1382 | 211111 | Not Available | 04/09/2012 &nbsp;ACT | 08/20/2012 &nbsp;ACT | 2012-08-23 | 2013-05-30 | A |  | OIL GAS EXPLORATION AND PRODUCTION FACILITY | ESTABLISH A NEW FACILITY IN THE NORTH SLOPE OF ALASKA | Combustion of Diesel by ICEs | 17.11 | ULSD | 1750 | kW | Diesel-fired generators | Nitrogen Oxides (NOx) | Unspecified | (InOrganic Compounds,Oxides of Nitrogen (NOx),Particulate Matter (PM)) | 10102 | N |  | 4.5 | G/HP-HR |  | BACT-PSD | NSPS | U | 0 | U | 0 |  |  | 0 |  |  | 0 | 0 | N
IA-0095 | TATE & LYLE INDGREDIENTS AMERICAS, INC. |  | WEBSTER | IA | 50501 | USA | JOHN DENT | 2174212655 | JOHN.DENT@TATEANDLYLE.COM | 7 | IA001 | IOWA DEPARTMENT OF NATURAL RESOURCES AIR QUALITY | MR. GARY SMITH | (515) 725-9563 | GARY.SMITH@DNR.IOWA.GOV |  | PROJECT 08-126 | 2046 | 111150 | UNKNOWN | 07/01/2008 &nbsp;EST | 09/19/2008 &nbsp;ACT | 2008-09-29 | 2009-01-30 | A |  | CORN WET MILL |  | EMERGENCY GENERATOR | 17.11 | DIESEL | 700 | KW |  | Nitrogen Oxides (NOx) | Unspecified | (InOrganic Compounds,Oxides of Nitrogen (NOx),Particulate Matter (PM)) | 10102 | N |  | 4.6 | G/HP-HR | AVERAGE OF THREE STACK TEST RUNS | BACT-PSD | NSPS | U | 0 | U | 2.39 | T/YR | 12-MONTH ROLLING AVERAGE | 0 |  |  | 0 | 0 | N
CA-1212 | PALMDALE HYBRID POWER PROJECT | CITY OF PALMDALE | LOS ANGELES | CA | 93535 | USA | STEVE WILLIAMS |  |  | 9 | OT010 | EPA REGION IX | MR. GERARDO RIOS | (415)972-3974 | rios.gerardo@epa.gov |  | SE 09-01 | 4911 | 221112 |  | 08/19/2011 &nbsp;ACT | 10/18/2011 &nbsp;ACT | 2012-11-11 | 2014-01-27 | A | http://www.epa.gov/region9/air/permit/r9-permits-issued.html | 570 MW NATURAL GAS FIRED COMBINED CYCLE POWER PLANT WITH AN INTEGRATED 50 MW SOLAR THERMAL PLANT | NOTE: FINAL PSD PERMIT ISSUED ON 11/18/2011. PERMIT APPEALED TO THE ENVIRONMENTAL APPEALS BOARD, AND EAB DENIED REVIEW OF THIS APPEAL ON 9/17/2012. PETITIONER FILED A PETITION FOR REVIEW WITH THE 9TH CIRCUIT FEDERAL COURT. THIS COURT CASE WAS DISMISSED ON 10/28/2013. | EMERGENCY IC ENGINE | 17.11 | DIESEL | 2683 | HP | UNIT IS 2000 KW. | Nitrogen Oxides (NOx) | EPA/OAR Mthd 7E | (InOrganic Compounds,Oxides of Nitrogen (NOx),Particulate Matter (PM)) | 10102 | N |  | 4.8 | G/HP-HR | 3-HR AVG | BACT-PSD |  | U | 0 | U | 4.8 | G/HP-H | 3-HR AVG | 0 |  |  | 0 | 0 | N
FL-0322 | SWEET SORGHUM-TO-ETHANOL ADVANCED BIOREFINERY | SOUTHEAST RENEWABLE FUELS (SRF), LLC | HENDRY COUNTY | FL | 33440 | USA | DON MARKLEY | 954-492-1588 | DMARKLEY@SERENEWABLE.COM | 4 | FL001 | FLORIDA DEPT. OF ENVIRONMENTAL PROTECTION | MR. DAVID READ | (850) 717-9000 | David.Read@dep.state.fl.us | Alvaro Linero, P.E. Administrator alvaro.linero@dep.state.fl.us Phone: 850-717-9076 David Read, Engineer david.read@dep.state.fl.us Phone: 850-717-9075 Teresa Heron, Engineer teresa.heron@dep.state.fl.us phone: 850-717-9082 | PSD-FL-412 (0510032-001-AC) | 2869 | 325193 | Not Applicable | 03/19/2010 &nbsp;ACT | 12/23/2010 &nbsp;ACT | 2011-01-31 | 2011-07-06 | A | http://www.dep.state.fl.us/Air/emission/bioenergy/southern_renewables.htm | The SRF facility will be located just East of County Road (CR) 835 at the intersection with Hill Grade Road and approximately 13 miles south southwest of Clewiston/Lake Okeechobee in Hendry County. Hendry County is bounded by Lee County to the west, Glades County to the north, Collier County to the south, Palm Beach County to the east and Broward County to the southeast. Lake Okeechobee is located immediately northeast of Hendry County. The Big Cypress Seminole Indian Reservation is located approximately 18 miles south southeast of the site entrance. Most of Hendry County is agricultural. | The applicant proposes to construct a sweet sorghum-to-ethanol advanced biorefinery with a capacity of 22.11 million gallons per year (MGPY). The sweet sorghum will be grown on adjacent farmland. The sweet sorghum juice will be squeezed from the sorghum stalks, fermented, distilled and blended to make a range of ethanol/gasoline products. The leftover stalk fiber (bagasse) and other parts of the plant (harvest field residue) will be combusted in a cogeneration biomass boiler to make process steam and up to 30 megawatts (MW, gross) of electricity. The applicant also plans to use sweet sorghum molasses in the ethanol process when sweet sorghum is not available. Wood and yard waste will be used as a backup and supplemental fuel for the biomass boiler. | Emergency Generators, Two 2682 HP EA | 17.11 | ULSD | 0 |  | Two emergency generators, each rated at 2,000 kW, will be installed to provide backup electrical power in the event of a power outage at the SRF facility. The engines will fire ULSD fuel oil or propane and each will be limited to 500 hours per year of operation during emergencies. Each unit will be operated no more than 100 hours per year for testing and maintenance purposes per 40 CFR 60, Subpart IIII. Each engine will be designed to meet USEPAâ€™s emission standards listed in 40 CFR Part 60 Subpart IIII for model year 2006 or later. | Nitrogen Oxides (NOx) | Other - Manufacturer Certification | (InOrganic Compounds,Oxides of Nitrogen (NOx),Particulate Matter (PM)) | 10102 | N |  | 4.8 | G/HP-HR |  | BACT-PSD |  | U | 0 | U | 0 |  |  | 0 |  |  | 0 | 0 | N |  | LIMIT: 6.4 (NMHC+NOX) g/KW-hr The emergency generators shall comply with the emission limit and demonstrate compliance in accordance with the procedures given in NSPS 40 CFR 60, Subpart IIII. Manufacturer certification may be provided to the Department in lieu of actual testing. These emergency generators are Stationary Compression Ignition Internal Combustion Engines (Stationary ICE) and shall comply with applicable provisions of 40 CFR 60, Subpart IIII, including emission testing or certification.
AK-0082 | POINT THOMSON PRODUCTION FACILITY | EXXON MOBIL CORPORATION | USA | AK |  | USA | MATT REILE | 907 929 4108 | MATTHEW.R.REILE@EXXONMOBIL.COM | 10 | AK001 | ALASKA DEPT OF ENVIRONMENTAL CONS | MR. JIM PLOSAY | (907) 465-5103 | JOHN.KUTERBACH@ALASKA.GOV |  | AQ1201CPT03 | 1382 | 211111 | 110058932561 | 12/13/2013 &nbsp;ACT | 01/23/2015 &nbsp;ACT | 2015-01-28 | 2016-02-19 | C | http://dec.alaska.gov/Applications/Air/airtoolsweb/Home/ViewAttachment/16685549/QXjhK6BJvK3h8EByjhru7Q2 | OIL GAS EXPLORATION AND PRODUCTION FACILITY. | Revise Existing RBLC ID AK-0076 to include pollutants: PM-10 and VOC which now trigger PSD. | Emergency Camp Generators | 17.11 | Ultra Low Sulfur Diesel | 2695 | hp | Three 2,695 hp ULSD-fired Standby Camp Generator Engines. | Nitrogen Oxides (NOx) | Unspecified | (InOrganic Compounds,Oxides of Nitrogen (NOx),Particulate Matter (PM)) | 10102 | N |  | 4.8 | G/HP-H |  | BACT-PSD |  | U | 0 | U | 0 |  |  | 0 |  |  | 0 | 0 | N
AK-0082 | POINT THOMSON PRODUCTION FACILITY | EXXON MOBIL CORPORATION | USA | AK |  | USA | MATT REILE | 907 929 4108 | MATTHEW.R.REILE@EXXONMOBIL.COM | 10 | AK001 | ALASKA DEPT OF ENVIRONMENTAL CONS | MR. JIM PLOSAY | (907) 465-5103 | JOHN.KUTERBACH@ALASKA.GOV |  | AQ1201CPT03 | 1382 | 211111 | 110058932561 | 12/13/2013 &nbsp;ACT | 01/23/2015 &nbsp;ACT | 2015-01-28 | 2016-02-19 | C | http://dec.alaska.gov/Applications/Air/airtoolsweb/Home/ViewAttachment/16685549/QXjhK6BJvK3h8EByjhru7Q2 | OIL GAS EXPLORATION AND PRODUCTION FACILITY. | Revise Existing RBLC ID AK-0076 to include pollutants: PM-10 and VOC which now trigger PSD. | Bulk Tank Generator Engines | 17.11 | Ultra Low Sulfur Diesel | 891 | hp | Two ULSD-fired 891 hp Bulk Tank Storage Area Generator Engines | Nitrogen Oxides (NOx) | Unspecified | (InOrganic Compounds,Oxides of Nitrogen (NOx),Particulate Matter (PM)) | 10102 | N |  | 4.8 | G/HP-H |  | BACT-PSD |  | U | 0 | U | 0 |  |  | 0 |  |  | 0 | 0 | N
OK-0129 | CHOUTEAU POWER PLANT | ASSOCIATED ELECTRIC COOPERATIVE INC | MAYES | OK | 74362 | USA |  |  |  | 6 | OK001 | OKLAHOMA DEPARTMENT OF ENVIRONMENTAL QUALITY | MR. LEE WARDEN | (405)702-4182 | LEE.WARDEN@DEQ.OK.GOV |  | 2007-115-C(M-1)PSD | 4911 | 221112 | 4009700017 | 06/19/2008 &nbsp;ACT | 01/23/2009 &nbsp;ACT | 2009-11-20 | 2010-02-18 | B |  |  |  | EMERGENCY DIESEL GENERATOR (2200 HP) | 17.11 | LOW SULFUR DIESEL | 2200 | HP |  | Nitrogen Oxides (NOx) | Unspecified | (InOrganic Compounds,Oxides of Nitrogen (NOx),Particulate Matter (PM)) | 10102 | N |  | 4.8 | g/hp-hr |  | BACT-PSD | NSPS | U | 0 | U | 6.4 | G/KW-H | NSPS | 0 |  |  | 0 | 0 | N
WV-0025 | MOUNDSVILLE COMBINED CYCLE POWER PLANT | MOUNDSVILLE POWER, LLC | MARSHALL | WV | 26041 | USA | JON WILLIAMS | 716-856-3333 | JMWILLIAMS@MOUNDSVILLE-POWER.COM | 3 | WV001 | WEST VIRGINIA DEPT. OF ENVRIONMENTAL PROTECTION; DIV. OF AIR QUALITY | MR. JOE KESSLER, PE | (304)926-0499X1219 | Joseph.r.kessler@wv.gov | Permit Writer: Mr. Steve Pursley, PE WV Division of Air Quality 304-926-0499 x1218 | R14-0030 | 4911 | 221112 | Not Found | 05/14/2014 &nbsp;ACT | 11/21/2014 &nbsp;ACT | 2015-01-05 | 2018-05-01 | U |  | Nominal 549 mW(output) natural gas-fired combined cycle power plant. |  | Emergency Generator | 17.11 | Diesel | 2015.7 | HP | Nominal 1,500 kW. Limited to 100 hours/year. | Nitrogen Oxides (NOx) | Unspecified | (InOrganic Compounds,Oxides of Nitrogen (NOx),Particulate Matter (PM)) | 10102 | N |  | 4.8 | G/HP-HR |  | BACT-PSD | NSPS | U | 0 | U | 0 |  |  | 4.8 | G/HP-HR | NMHC + NOX | 0 | 0 | N
AL-0301 | NUCOR STEEL TUSCALOOSA, INC. | NUCOR STEEL TUSCALOOSA, INC. | TUSCALOOSA | AL | 35404 | USA | ERIC LARMORE | 2055621132 | ERIC.LARMORE@NUCOR.COM | 4 | AL001 | ALABAMA DEPT OF ENVIRONMENTAL MGMT | MR. DALE HURST | (334) 271-7882 | ADH@ADEM.STATE.AL.US |  | 413-0033-X014 - X020 | 3312 | 331111 | 110042026170 | 03/19/2014 &nbsp;ACT | 07/22/2014 &nbsp;ACT | 2015-05-11 | 2016-06-08 | D |  | STEEL MILL ADDING 2ND BAGHOUSE TO EAF, AUSTENITIZING FURNACE, TEMPERING FURNACE, VACUUM DEGASSER, PLASMA TORCHES, AND EMERGENCY GENERATORS | ADDING 2ND BAGHOUSE TO EAF, AUSTENITIZING FURNACE, TEMPERING FURNACE, VACUUM DEGASSER, PLASMA TORCHES, AND EMERGENCY GENERATORS | DIESEL FIRED EMERGENCY GENERATOR | 17.11 | DIESEL | 800 | HP |  | Nitrogen Oxides (NOx) | EPA/OAR Mthd 7 | (InOrganic Compounds,Oxides of Nitrogen (NOx),Particulate Matter (PM)) | 10102 | N |  | 6.8 | G/BHP-HR |  | BACT-PSD | NSPS , MACT | N | 0 | N | 0 |  |  | 0 |  |  | 0 | 0 | N

## CO
RBLCID | FACILITY_NAME | CORPORATE_OR_COMPANY_NAME | FACILITY_COUNTY | FACILITY_STATE | FACILITY_ZIP_CODE | FACILITY_COUNTRY | FACILTY_CONTACT_NAME | FACILITY_PHONE | FACILITY_CONTACT_EMAIL | EPA_REGION | AGENCY_CODE | AGENCY_NAME | AGENCY_CONTACT | AGENCY_PHONE | AGENCY_EMAIL | OTHER_AGENCY_CONTACT_INFO | PERMIT_NUM | SIC_CODE | NAICS_CODE | FACILITY_REGISTRY_SYSTEM_NUMBER | COMPLETE_APPLICATION_DATE | PERMIT_ISSUANCE_DATE | DATE_DETERMINATION_ENTERED_INTO_RBLC | DATE_DETERMINATION_LAST_UPDATED | PERMIT_TYPE | PERMIT_URL | FACILITY_DESCRIPTION | PERMIT_NOTES | PROCESS_NAME | PROCCESS_TYPE | PRIMARY_FUEL | THROUGHPUT | THROUGHPUT_UNIT | PROCESS_NOTES | POLLUTANT | TESTMETHOD | POLLUTANT_GROUP(S) | CAS_NUMBER | CONTROL_METHOD_CODE | CONTROL_METHOD_DESCRIPTION | EMISSION_LIMIT_1 | EMISSION_LIMIT_1_UNIT | EMISSION_LIMIT_1_AVG_TIME_CONDITION | CASE-BY-CASE_BASIS | OTHER_ APPLICABLE_REQUIREMENTS | OTHER_FACTORS | PERCENT_EFFICIENCY | COMPLIANCE_VERIFIED | EMISSION_LIMIT_2 | EMISSION_LIMIT_2_UNIT | EMISSION_LIMIT_2_AVGERAGE_TIME_CONDITION | STANDARAD_EMISSION_LIMIT | STANDARD_EMISSION_LIMIT_UNIT | STANDARD_LIMIT_AVERAGE_TIME_CONDITION | COST_EFFECTIVENESS | INCREMENTAL_COST_EFFECTIVENESS | Cost_Verified | DOLLAR_YEAR_USED_IN_COST_ESTIMATES | POLLUTANT_COMPLIANCE_NOTES
*FL-0363 | DANIA BEACH ENERGY CENTER | FLORIDA POWER AND LIGHT COMPANY | BROWARD | FL | 33314 | USA | JOHN HAMPP | 561-691-2894 | JOHN.HAMPP@FPL.COM | 4 | FL001 | FLORIDA DEPT. OF ENVIRONMENTAL PROTECTION | MR. DAVID READ | (850) 717-9000 | David.Read@dep.state.fl.us |  | 0110037-017-AC | 4911 | 221112 | 110002044065 | 07/27/2017 &nbsp;ACT | 12/04/2017 &nbsp;ACT | 2018-04-03 | 2018-04-11 | B | https://arm-permit2k.dep.state.fl.us/nontv/0110037.017.AC.F.ZIP | 1200 megawatt 2-on-1 combined cycle facility, natural gas-fired, with limited ULSD use. GE 7HA turbines | Technical evaluation available at https://arm-permit2k.dep.state.fl.us/nontv/0110037.017.AC.D.ZIP | Two 3300 kW emergency generators | 17.11 | ULSD | 0 |  | Two ULSD-fueled emergency engines. BACT = Subpart IIII limits. | Carbon Monoxide | Unspecified | (InOrganic Compounds) | 630-08-0 | P | Certified engine | 2.6 | GRAMS/HP-H |  | BACT-PSD | NSPS | U | 0 | U | 0 |  |  | 0 |  |  | 0 | 0 | N |  | Equals Subpart IIII limit
IN-0158 | ST. JOSEPH ENEGRY CENTER, LLC | ST. JOSEPH ENERGY CENTER, LLC | ST. JOSEPH | IN | 46552 | USA | MR. WILLARD LADD | 9144682404 |  | 5 | IN001 | INDIANA DEPT OF ENV MGMT, OFC OF AIR | MR. MATT STUCKEY | (317) 233-0203 | mstuckey@idem.in.gov | PERMIT WRITER: JOSIAH BALOGUN 317-234-5257 JBALOGUN@IDEM.IN.GOV SECTION CHIEF: MATT STUCKEY 317-233-0203 MSTUCKEY@IDEM.IN.GOV | 141-31003-00579 | 4911 | 221112 | 110054881963 | 10/03/2011 &nbsp;ACT | 12/03/2012 &nbsp;ACT | 2013-08-15 | 2016-05-04 | A | HTTP://PERMITS.AIR.IDEM.IN.GOV/31003F.PDF | STATIONARY ELECTRIC UTILITY GENERATING STATION |  | TWO (2) EMERGENCY DIESEL GENERATORS | 17.11 | DIESEL | 1006 | HP EACH | THE TWO INTERNAL COMBUSTION ENGINES, IDENTIFIED AS EG01 AND EG02, EXHAUST THROUGH TWO (2) VENTS. | Carbon Monoxide | Unspecified | (InOrganic Compounds) | 630-08-0 | P | COMBUSTION DESIGN CONTROLS AND USAGE LIMITS | 2.6 | G/HP-H |  | BACT-PSD |  |  | 0 |  | 500 | HOURS OF OPERATION | YEARLY | 0 |  |  | 0 | 0 | N |  | LIMIT ONE AND TWO ARE FOR EACH GENERATOR
IN-0158 | ST. JOSEPH ENEGRY CENTER, LLC | ST. JOSEPH ENERGY CENTER, LLC | ST. JOSEPH | IN | 46552 | USA | MR. WILLARD LADD | 9144682404 |  | 5 | IN001 | INDIANA DEPT OF ENV MGMT, OFC OF AIR | MR. MATT STUCKEY | (317) 233-0203 | mstuckey@idem.in.gov | PERMIT WRITER: JOSIAH BALOGUN 317-234-5257 JBALOGUN@IDEM.IN.GOV SECTION CHIEF: MATT STUCKEY 317-233-0203 MSTUCKEY@IDEM.IN.GOV | 141-31003-00579 | 4911 | 221112 | 110054881963 | 10/03/2011 &nbsp;ACT | 12/03/2012 &nbsp;ACT | 2013-08-15 | 2016-05-04 | A | HTTP://PERMITS.AIR.IDEM.IN.GOV/31003F.PDF | STATIONARY ELECTRIC UTILITY GENERATING STATION |  | EMERGENCY DIESEL GENERATOR | 17.11 | DIESEL | 2012 | HP | THIS ONE (1) INTERNAL COMBUSTION ENGINE, IDENTIFIED AS EG03, EXHAUSTS THROUGH ONE (1) VENT. | Carbon Monoxide | Unspecified | (InOrganic Compounds) | 630-08-0 | P | COMBUSTION DESIGN CONTROLS AND USAGE LIMITS | 2.6 | G/HP-H | 3 HOURS | BACT-PSD |  |  | 0 |  | 500 | HOURS OF OPERATION | YEARLY | 0 |  |  | 0 | 0 | N |  | LIMIT ONE AND TWO ARE FOR EACH GENERATOR
NY-0103 | CRICKET VALLEY ENERGY CENTER | CRICKET VALLEY ENERGY CENTER LLC | USA | NY | 12522-0407 | USA |  | 845-877-0596 | INFO@CRICKETVALLEY.COM | 2 | NY001 | NEW YORK DEPT. OF ENVIRONMENTAL CONSERVATION | MR. NICK ONDERDONK-MILNE | (518)402-8403 | nick.onderdonk-milne@dec.ny.gov | DEC Region 3 845-256-3000 | 3-1326-00275/00009 | 4911 | 221112 | 110043340364 | 02/03/2016 &nbsp;ACT | 02/03/2016 &nbsp;ACT | 2017-08-24 | 2017-09-28 | A | http://www.dec.ny.gov/chemical/32249.html | Cricket Valley Energy Center LLC (CVEC) constructed the Cricket Valley Energy Center (the Facility), a nominal net 1,000-megawatt (MW) combined-cycle gas turbine electric generating facility, on a site located in Dover, Dutchess County, New York. The Facility consists of three General Electric (GE) Model 7FA.05 combustion turbine generators (CTGs) operating in combined-cycle mode with supplemental firing of the heat recovery steam generators (HRSGs); natural gas will be the sole fuel fired in the CTGs and duct burners. The Facility will include a natural gas-fired auxiliary boiler, four ultra-low sulfur distillate (ULSD) fired black-start generator engines and a ULSD-fired emergency fire pump engine. In addition to the air emitting equipment, the Facility will include three steam turbine generators (STGs), an air cooled condenser (ACC) and associated auxiliary equipment and systems. Each combined cycle generating unit consisting of the CTG, HRSG and STG will be exhausted through its own stack. Air emissions from the proposed Facility primarily consist of products of combustion from the CTGs, HRSG duct burners, and ancillary combustion sources. Dutchess County is designated as in attainment with respect to the National Ambient Air Quality Standards (NAAQS) for all criteria pollutants with the exception of ozone. Based upon the potential to emit (PTE) estimates, the Facility is subject to Prevention of Significant Deterioration (PSD) requirements for emissions of carbon monoxide (CO); nitrogen oxides (NOx); particulate matter (PM) with a diameter equal to or less than 10 microns (PM10), PM with a diameter equal to or less than 2.5 microns (PM2.5); greenhouse gases (GHG); sulfuric acid mist (H2SO4); and volatile organic compounds (VOC). In accordance with the NYSDECâ€™s Nonattainment New Source Review (NNSR) permitting program, the Facility is also subject to NNSR for emissions of NOx and VOC. |  | Black start generator | 17.11 | ultra low sulfur diesel | 3000 | KW |  | Carbon Monoxide | Unspecified | (InOrganic Compounds) | 630-08-0 | P | Compliance demonstrated with vendor emission certification and adherence to vendor-specified maintenance recommendations. | 2.6 | G/BHP-H | 1 H | BACT-PSD |  | U | 0 | U | 0 |  |  | 0 |  |  | 0 | 0 | N
*LA-0315 | G2G PLANT | BIG LAKE FUELS LLC | CALCASIEU | LA | 70605 | USA |  |  |  | 6 | LA001 | LOUISIANA DEPARTMENT OF ENV QUALITY | MR. BRYAN D. JOHNSTON | (225)219-3450 | BRYAN.JOHNSTON@LA.GOV |  | PSD-LA-781 | 2869 | 325110 | Not Found | 09/04/2013 &nbsp;ACT | 05/23/2014 &nbsp;ACT | 2017-03-13 | 2017-03-16 | A |  | The G2G Plant will be a natural gas to gasoline production facility which will use natural gas to produce methanol that will be subsequently converted into gasoline. |  | Emergency Diesel Generator 1 | 17.11 | Diesel | 5364 | HP |  | Carbon Monoxide | Unspecified | (InOrganic Compounds) | 630-08-0 | P | Compliance with 40 CFR 60 Subpart IIII and 40 CFR 63 Subpart ZZZZ | 2.6 | g/hp-hr | HOURLY MAXIMUM | BACT-PSD | NSPS , OPERATING PERMIT | U | 0 | U | 1.54 | T/YR | ANNUAL MAXIMUM | 2.625 | G/BHP-H |  | 0 | 0 | N |  | BACT Limit = 2.625 G/BHP-H (3.5 G/KW-H) (12-Month Rolling Average)
*LA-0315 | G2G PLANT | BIG LAKE FUELS LLC | CALCASIEU | LA | 70605 | USA |  |  |  | 6 | LA001 | LOUISIANA DEPARTMENT OF ENV QUALITY | MR. BRYAN D. JOHNSTON | (225)219-3450 | BRYAN.JOHNSTON@LA.GOV |  | PSD-LA-781 | 2869 | 325110 | Not Found | 09/04/2013 &nbsp;ACT | 05/23/2014 &nbsp;ACT | 2017-03-13 | 2017-03-16 | A |  | The G2G Plant will be a natural gas to gasoline production facility which will use natural gas to produce methanol that will be subsequently converted into gasoline. |  | Emergency Diesel Generator 2 | 17.11 | Diesel | 5364 | HP |  | Carbon Monoxide | Unspecified | (InOrganic Compounds) | 630-08-0 | P | Compliance with 40 CFR 60 Subpart IIII and 40 CFR 63 Subpart ZZZZ | 2.6 | g/hp-hr | HOURLY MAXIMUM | BACT-PSD | NSPS , OPERATING PERMIT | U | 0 | U | 1.54 | T/YR | ANNUAL MAXIMUM | 2.625 | G/BHP-H |  | 0 | 0 | N |  | BACT Limit = 2.625 G/BHP-H (3.5 G/KW-H) (12-Month Rolling Average)
*LA-0315 | G2G PLANT | BIG LAKE FUELS LLC | CALCASIEU | LA | 70605 | USA |  |  |  | 6 | LA001 | LOUISIANA DEPARTMENT OF ENV QUALITY | MR. BRYAN D. JOHNSTON | (225)219-3450 | BRYAN.JOHNSTON@LA.GOV |  | PSD-LA-781 | 2869 | 325110 | Not Found | 09/04/2013 &nbsp;ACT | 05/23/2014 &nbsp;ACT | 2017-03-13 | 2017-03-16 | A |  | The G2G Plant will be a natural gas to gasoline production facility which will use natural gas to produce methanol that will be subsequently converted into gasoline. |  | Fire Pump Diesel Engine 1 | 17.11 | Diesel | 751 | HP |  | Carbon Monoxide | Unspecified | (InOrganic Compounds) | 630-08-0 | P | Compliance with 40 CFR 60 Subpart IIII and 40 CFR 63 Subpart ZZZZ | 2.6 | g/hp-hr | HOURLY MAXIMUM | BACT-PSD | NSPS , OPERATING PERMIT | U | 0 | U | 0.22 | T/YR | ANNUAL MAXIMUM | 2.625 | G/BHP-H |  | 0 | 0 | N |  | BACT Limit = 2.625 G/BHP-H (3.5 G/KW-H) (12-Month Rolling Average)
*LA-0315 | G2G PLANT | BIG LAKE FUELS LLC | CALCASIEU | LA | 70605 | USA |  |  |  | 6 | LA001 | LOUISIANA DEPARTMENT OF ENV QUALITY | MR. BRYAN D. JOHNSTON | (225)219-3450 | BRYAN.JOHNSTON@LA.GOV |  | PSD-LA-781 | 2869 | 325110 | Not Found | 09/04/2013 &nbsp;ACT | 05/23/2014 &nbsp;ACT | 2017-03-13 | 2017-03-16 | A |  | The G2G Plant will be a natural gas to gasoline production facility which will use natural gas to produce methanol that will be subsequently converted into gasoline. |  | Fire Pump Diesel Engine 2 | 17.11 | Diesel | 751 | HP |  | Carbon Monoxide | Unspecified | (InOrganic Compounds) | 630-08-0 | P | Compliance with 40 CFR 60 Subpart IIII and 40 CFR 63 Subpart ZZZZ | 2.6 | g/hp-hr | HOURLY MAXIMUM | BACT-PSD | NSPS , OPERATING PERMIT | U | 0 | U | 0.22 | T/YR | ANNUAL MAXIMUM | 2.625 | G/BHP-H |  | 0 | 0 | N |  | BACT Limit = 2.625 G/BHP-H (3.5 G/KW-H) (12-Month Rolling Average)
LA-0296 | LAKE CHARLES CHEMICAL COMPLEX LDPE UNIT | SASOL CHEMICALS (USA) LLC | CALCASIEU | LA | 70669 | USA | ERIC RODRIGUEZ | (281) 588-3761 | ERIC.RODRIGUEZ@US.SASOL.COM | 6 | LA001 | LOUISIANA DEPARTMENT OF ENV QUALITY | MR. BRYAN D. JOHNSTON | (225)219-3450 | BRYAN.JOHNSTON@LA.GOV |  | PSD-LA-779 | 2821 | 325211 | 110017418061 | 05/02/2013 &nbsp;ACT | 05/23/2014 &nbsp;ACT | 2016-09-12 | 2017-04-28 | B |  | The Low Density Polyethylene (LDPE) Unit will produce LDPE by the high pressure polymerization of ethylene. | Complete application date = date of administrative completeness This RBLC entry addresses the Low Density Polyethylene (LDPE) Unit of the Lake Charles Cracker Project (LCCP). This entry also addresses the Emergency Diesel Generators associated with the entire LCCP, as all of the permitted units are identical. | Emergency Diesel Generators (EQTs 622, 671, 773, 850, 994, 995, 996, 1033, 1077, 1105, &amp; 1202) | 17.11 | Diesel | 2682 | HP | Non-emergency use is limited to 100 hours per year. | Carbon Monoxide | Unspecified | (InOrganic Compounds) | 630-08-0 | P | Compliance with 40 CFR 60 Subpart IIII; operating the engine in accordance with the engine manufacturerâ€™s instructions and/or written procedures (consistent with safe operation) designed to maximize combustion efficiency and minimize fuel usage. | 2.6 | g/hp-hr | HOURLY MAXIMUM | BACT-PSD | NSPS , OPERATING PERMIT | U | 0 | U | 0.77 | TPY | ANNUAL MAXIMUM | 0 |  |  | 0 | 0 | N |  | CO limit is 3.50 g/kW-hr. BACT is determined to be compliance with the limitations imposed by 40 CFR 60 Subpart IIII and its associated monitoring, recordkeeping, and reporting requirements; and operating the engine in accordance with the engine manufacturerâ€™s instructions and/or written procedures (consistent with safe operation) designed to maximize combustion efficiency and minimize fuel usage.
LA-0313 | ST. CHARLES POWER STATION | ENTERGY LOUISIANA, LLC | ST. CHARLES | LA | 70068 | USA |  |  |  | 6 | LA001 | LOUISIANA DEPARTMENT OF ENV QUALITY | MR. BRYAN D. JOHNSTON | (225)219-3450 | BRYAN.JOHNSTON@LA.GOV |  | PSD-LA-804 | 4911 | 221112 | Not Found | 06/29/2015 &nbsp;ACT | 08/31/2016 &nbsp;ACT | 2017-03-13 | 2017-04-28 | A |  | The St. Charles Power Station (SCPS) is a new electric power generating facility consisting of two (2) natural gas-fired combined cycle gas turbines, each with a heat recovery stem generator unit equipped with duct burners, and one (1) steam generator turbine. The SCPS will will have a predicted net nominal output of 980 MW at ISO conditions with supplemental duct firing. |  | SCPS Emergency Diesel Generator 1 | 17.11 | Diesel | 2584 | HP |  | Carbon Monoxide | Unspecified | (InOrganic Compounds) | 630-08-0 | B | Compliance with NESHAP 40 CFR 63 Subpart ZZZZ and NSPS 40 CFR 60 Subpart IIII, and good combustion practices (use of ultra-low sulfur diesel fuel). | 2.6 | g/hp-hr | HOURLY MAXIMUM | BACT-PSD | OPERATING PERMIT | U | 0 | U | 3.7 | T/YR | ANNUAL MAXIMUM | 2.6 | G/BHP-HR |  | 0 | 0 | N |  | BACT Limit = 2.6 G/BHP-HR
*LA-0312 | ST. JAMES METHANOL PLANT | SOUTH LOUISIANA METHANOL LP | ST. JAMES | LA |  | USA | BRIAN JONES | (512) 394-7346 |  | 6 | LA001 | LOUISIANA DEPARTMENT OF ENV QUALITY | MR. BRYAN D. JOHNSTON | (225)219-3450 | BRYAN.JOHNSTON@LA.GOV | Permit Writer: Mr. Christopher Smith, (225) 219-3439 | PSD-LA-780(M-1) | 2869 | 325998 | Not Found | 09/30/2015 &nbsp;ACT | 06/30/2017 &nbsp;ACT | 2017-03-10 | 2017-12-27 | A |  | New MeOH plant designed to produce 5,275 metric tons per day of refined methanol from natural gas and carbon dioxide (CO2) feedstock | New methanol plant designed to produce 5,275 metric tons per day of refined methanol from natural gas and carbon dioxide (CO2) feedstock | DFP1-13 - Diesel Fire Pump Engine (EQT0013) | 17.11 | Diesel | 650 | horsepower | Operating hour limit: 100 hr/yr | Carbon Monoxide | Unspecified | (InOrganic Compounds) | 630-08-0 | P | Compliance with NSPS Subpart IIII | 2.6 | g/hp-hr |  | BACT-PSD | NSPS , OPERATING PERMIT | U | 0 | U | 0 |  |  | 0 |  |  | 0 | 0 | N |  | Limit: 2.6 g/hp-hr
*LA-0312 | ST. JAMES METHANOL PLANT | SOUTH LOUISIANA METHANOL LP | ST. JAMES | LA |  | USA | BRIAN JONES | (512) 394-7346 |  | 6 | LA001 | LOUISIANA DEPARTMENT OF ENV QUALITY | MR. BRYAN D. JOHNSTON | (225)219-3450 | BRYAN.JOHNSTON@LA.GOV | Permit Writer: Mr. Christopher Smith, (225) 219-3439 | PSD-LA-780(M-1) | 2869 | 325998 | Not Found | 09/30/2015 &nbsp;ACT | 06/30/2017 &nbsp;ACT | 2017-03-10 | 2017-12-27 | A |  | New MeOH plant designed to produce 5,275 metric tons per day of refined methanol from natural gas and carbon dioxide (CO2) feedstock | New methanol plant designed to produce 5,275 metric tons per day of refined methanol from natural gas and carbon dioxide (CO2) feedstock | DEG1-13 - Diesel Fired Emergency Generator Engine (EQT0012) | 17.11 | Diesel | 1474 | horsepower | Operating hours limit: 100 hr/yr. | Carbon Monoxide | Unspecified | (InOrganic Compounds) | 630-08-0 | P | Compliance with NSPS Subpart IIII | 2.6 | g/hp-hr |  | BACT-PSD | NSPS , OPERATING PERMIT | U | 0 | U | 0 |  |  | 0 |  |  | 0 | 0 | N |  | Limit: 2.6 g/hp-hr
MI-0389 | KARN WEADOCK GENERATING COMPLEX | CONSUMERS ENERGY | BAY | MI | 48732-9601 | USA | JAMES M. WALKER | 5177880428 | JMWALKER@CMSENERGY.COM | 5 | MI001 | MICHIGAN DEPT OF ENVIRONMENTAL QUALITY | MS. CINDY SMITH | (517)284-6802 | SMITHC17@MICHIGAN.GOV | FOR TECHNICAL QUESTIONS ABOUT THIS PERMIT, PLEASE CONTACT THE PERMIT ENGINEER - DAVID K. RIDDLE RIDDLED@MICHIGAN.GOV (517-373-7081) | 341-07 | 4911 | 221112 | 26-01700033 | 10/15/2007 &nbsp;ACT | 12/29/2009 &nbsp;ACT | 2010-03-08 | 2010-12-16 | U |  | ELECTRICITY GENERATING FACILITY, EXISTING CAPACITY GREATER THAN 2,000 MW. | AFTER CONSTRUCTION CONSUMERS WILL RETIRE 5 TO 7 COAL-FIRED BOILERS (638 - 958 MW) STATEWIDE. FINAL CONDITIONS WILL BE AT WWW.DEQ.STATE.MI.US/APS/FINALCONDITIONS.SHTML. MATERIAL HANDLING - CONTACT PERMIT ENGINEER FOR TECHNICAL INFORMATION (DAVID RIDDLE, 517-373-7081). INCLUDES 9 EMISSION UNITS. COAL, LIMESTONE, SORBENT AND ASH HANDLING PROCESSES. VARIOUS BACT LIMITS FOR OPACITY, PM AND PM10. BACT FOR THE MATERIAL HANDLING EQUIPMENT CONSISTED OF A COMBINATION OF PASSIVE CONTROL EQUIPMENT SUCH AS WET/CHEMICAL SUPPRESSION SYSTEMS AND ENCLOSED CONVEYORS; AND ACTIVE CONTROL SUCH AS FABRIC FILTERS. ACTIVE CONTROL IS LIMITED TO 0.004 GR/DSCF. | FIRE PUMP | 17.11 | ULTRA LOW SULFUR DIESEL | 525 | HP | OPERATIONAL LIMITS: 1 HOUR/DAY AND 500 HRS/YEAR FOR PM2.5 NAAQS. | Carbon Monoxide | Unspecified | (InOrganic Compounds) | 630-08-0 | P | ENGINE DESIGN AND OPERATION. 15 PPM SULFUR FUEL | 2.6 | G/HP-H | TEST METHOD | BACT-PSD | NSPS | U | 0 | U | 0 |  |  | 0 |  |  | 0 | 0 | N
MI-0389 | KARN WEADOCK GENERATING COMPLEX | CONSUMERS ENERGY | BAY | MI | 48732-9601 | USA | JAMES M. WALKER | 5177880428 | JMWALKER@CMSENERGY.COM | 5 | MI001 | MICHIGAN DEPT OF ENVIRONMENTAL QUALITY | MS. CINDY SMITH | (517)284-6802 | SMITHC17@MICHIGAN.GOV | FOR TECHNICAL QUESTIONS ABOUT THIS PERMIT, PLEASE CONTACT THE PERMIT ENGINEER - DAVID K. RIDDLE RIDDLED@MICHIGAN.GOV (517-373-7081) | 341-07 | 4911 | 221112 | 26-01700033 | 10/15/2007 &nbsp;ACT | 12/29/2009 &nbsp;ACT | 2010-03-08 | 2010-12-16 | U |  | ELECTRICITY GENERATING FACILITY, EXISTING CAPACITY GREATER THAN 2,000 MW. | AFTER CONSTRUCTION CONSUMERS WILL RETIRE 5 TO 7 COAL-FIRED BOILERS (638 - 958 MW) STATEWIDE. FINAL CONDITIONS WILL BE AT WWW.DEQ.STATE.MI.US/APS/FINALCONDITIONS.SHTML. MATERIAL HANDLING - CONTACT PERMIT ENGINEER FOR TECHNICAL INFORMATION (DAVID RIDDLE, 517-373-7081). INCLUDES 9 EMISSION UNITS. COAL, LIMESTONE, SORBENT AND ASH HANDLING PROCESSES. VARIOUS BACT LIMITS FOR OPACITY, PM AND PM10. BACT FOR THE MATERIAL HANDLING EQUIPMENT CONSISTED OF A COMBINATION OF PASSIVE CONTROL EQUIPMENT SUCH AS WET/CHEMICAL SUPPRESSION SYSTEMS AND ENCLOSED CONVEYORS; AND ACTIVE CONTROL SUCH AS FABRIC FILTERS. ACTIVE CONTROL IS LIMITED TO 0.004 GR/DSCF. | EMERGENCY GENERATOR | 17.11 | ULTRA LOW SULFUR DIESEL | 2000 | KW | 2980 HP. OPERATIONAL LIMITS: 1 HR/DAY, 500 HRS/YR FOR PM2.5 NAAQS. | Carbon Monoxide | Unspecified | (InOrganic Compounds) | 630-08-0 | P | ENGINE DESIGN AND OPERATION. 15 PPM SULFUR FUEL. | 2.6 | GRAMS/HP-H | TEST METHOD | BACT-PSD | NSPS | U | 0 | U | 0 |  |  | 0 |  |  | 0 | 0 | N
SC-0113 | PYRAMAX CERAMICS, LLC | PYRAMAX CERAMICS, LLC | ALLENDALE | SC | 29810 | USA | RICHARD DERBAWKA | 7705690079 | R.DERBAWKA@PYRAMAXCERAMICS.COM | 4 | SC001 | SOUTH CAROLINA DEPT OF HEALTH & ENV CTRL, BUREAU OF AIR QUALITY | MS. ALYSON HAYES | (803)898-3836 | camitdr@dhec.sc.gov | GEORGE S. ROBINSON (803) 898-4123 | 0160-0023 | 3295 | 327992 | Not Available | 09/16/2011 &nbsp;ACT | 02/08/2012 &nbsp;ACT | 2012-05-09 | 2012-10-17 | A |  | PYRAMAX CERAMICS PLANS TO CONSTRUCT A MANUFACTURING FACILITY FOR THE PRODUCTION OF PROPPANT BEADS FOR USE IN THE OIL AND GAS INDUSTRY. THE MAJOR RAW MATERIAL IS CLAY. THE CLAY IS MIXED WITH CHEMICALS AND THEN FIRED IN A KILN TO PRODUCE CERAMIC BEADS. INITIAL CONSTRUCTION PERMIT FOR A GREENFIELD FACILITY. | INITIAL CONSTRUCTION PERMIT FOR A GREENFIELD FACILITY. | EMERGENCY GENERATORS 1 THRU 8 | 17.11 | DIESEL | 757 | HP | THE CONSTRUCTION PERMIT AUTHORIZES THE CONSTRUCTION OF EIGHT (8) IDENTICAL EMERGENCY GENERATORS. THIS PROCESS AND POLLUTANT INFORMATION IS FOR ONE SINGLE EMERGENCT GENERATOR. | Carbon Monoxide | Unspecified | (InOrganic Compounds) | 630-08-0 | P | ENGINES MUST BE CERTIFIED TO COMPLY WITH NSPS, SUBPART IIII. | 2.6 | GRAMS/HP-H |  | BACT-PSD | NSPS | Y | 0 | N | 0 |  |  | 0 |  |  | 0 | 0 | N |  | FACILITY UST PURCHASE ENGINES CERTIFIED BY THE MANUFACTURER TO MEET NSPS, SUBPART IIII. FACILITY TO MAINTAIN RECORDS TO SHOW COMPLIANCE WITH NSPS, SUBPART IIII.
TX-0799 | BEAUMONT TERMINAL | PHILLIPS 66 PIPELINE LLC | JEFFERSON | TX |  | USA | CHINTAN MEHTA | 832-765-1677 |  | 6 | TX001 | TEXAS COMMISSION ON ENVIRONMENTAL QUALITY (TCEQ) | MS. ANNE INMAN | (512) 239-1267 | anne.inman@tceq.texas.gov | Beth Akers, 512-239-4620 beth.akers@tceq.texas.gov | 18295, PSDTX1466, GHGPSDTX139 | 5171 | 424710 | 110033444850 | 04/19/2016 &nbsp;ACT | 06/08/2016 &nbsp;ACT | 2016-06-17 | 2016-07-07 | C |  | This marine terminal receives, stores, and distributes various volatile organic liquids (VOLs) and refined petroleum products. | (consolidate and/or void: 1973, 8113, 481, 2365, 56419, 6312, and 6559) | Fire pump engines | 17.11 | diesel | 0 |  |  | Carbon Monoxide | Unspecified | (InOrganic Compounds) | 630-08-0 | P | Equipment specifications and good combustion practices. Operation limited to 100 hours per year. | 2.5 | g/hp-hr |  | BACT-PSD |  | N | 0 | U | 0 |  |  | 0 |  |  | 0 | 0 | N
FL-0346 | LAUDERDALE PLANT | FLORIDA POWER & LIGHT | BROWARD | FL | 33314 | USA | JOHN HAMPP |  | JOHN.HAMPP@FPL.COM | 4 | FL001 | FLORIDA DEPT. OF ENVIRONMENTAL PROTECTION | MR. DAVID READ | (850) 717-9000 | David.Read@dep.state.fl.us |  | 0110037-011-AC | 4911 | 221112 | 110002044065 | 11/01/2013 &nbsp;ACT | 04/22/2014 &nbsp;ACT | 2015-01-08 | 2016-05-05 | D | http://arm-permit2k.dep.state.fl.us/nontv/0110037.011.AC.F.ZIP | Large natural gas- and oil-fired power facility, consisting of four combined cycle units, and many combustion turbines. Small peaking units being replaced with larger combustion turbines. | In this project, 24 peaking turbines from the Lauderdale facility are being replaced with five 200 MW combustion turbines at Lauderdale. The turbines will fire primarily natural gas, but may also fire ULSD fuel oil. Triggers PSD for NOx, PM, CO, VOC, and GHG. GHG permit issued by US EPA Region 4. Technical evaluation available at http://arm-permit2k.dep.state.fl.us/nontv/0110037.011.AC.D.ZIP | Four 3100 kW black start emergency generators | 17.11 | ULSD | 2.32 | MMBtu/hr (HHV) per engine | Fired with ULSD | Carbon Monoxide | Unspecified | (InOrganic Compounds) | 630-08-0 | P | Good combustion practice | 2.6 | GRAMS/HP-H |  | BACT-PSD | NSPS | U | 0 | U | 0 |  |  | 0 |  |  | 0 | 0 | N |  | BACT = NSPS IIII; Certified IIII engine meets BACT (or tests required).
NY-0104 | CPV VALLEY ENERGY CENTER | CPV VALLEY LLC | ORANGE | NY | 10940 | USA |  |  |  | 2 | NY001 | NEW YORK DEPT. OF ENVIRONMENTAL CONSERVATION | MR. NICK ONDERDONK-MILNE | (518)402-8403 | nick.onderdonk-milne@dec.ny.gov | DEC Region 3 845-256-3000 | 3-335600136/00001 | 4911 | 221112 | 110043332471 | 08/01/2013 &nbsp;ACT | 08/01/2013 &nbsp;ACT | 2017-08-25 | 2017-09-28 | A |  | CPV Valley Energy Center is a 680 MW combined cycle electric generating facility located in Middletown, NY. The combustion turbines are rated at 2,234 MMBTU/H firing natural gas and 2,145 MMBTU/H firing diesel fuel. The duct burners are rated for 500 MMBTU/H firing natural gas. In addition to the turbines their emission limits for the auxiliary boiler (73.5 MMBTU/H), emergency generator, fire pump, and gas heater. | State Facility Permit | Emergency generator | 17.11 | ultra low sulfur diesel | 0 |  |  | Carbon Monoxide | EPA/OAR Mthd 10 | (InOrganic Compounds) | 630-08-0 | P | Good combustion practice. | 0.45 | G/BHP-H | 1 H | BACT-PSD |  | U | 0 | U | 0 |  |  | 0 |  |  | 0 | 0 | N
MI-0402 | SUMPTER POWER PLANT | WOLVERINE POWER SUPPLY COOPERATIVE INC. | WAYNE | MI | 48111 | USA | BRIAN WARNER | 231-775-5700 | BWARNER@WPSCI.COM | 5 | MI001 | MICHIGAN DEPT OF ENVIRONMENTAL QUALITY | MS. CINDY SMITH | (517)284-6802 | SMITHC17@MICHIGAN.GOV | Please contact permit engineer Julie Brunner at 517-373-7088 or brunnerj1@michigan.gov for questions related to this permit. Thank you. | 81-11 | 4911 | 221112 | 2616305315 | 05/27/2011 &nbsp;ACT | 11/17/2011 &nbsp;ACT | 2012-11-30 | 2016-05-04 | D |  | Utility--Natural gas fired combustion turbine | Other Facility Wide Pollutants not listed below: PM10 = 14.8 tpy PM2.5 = 14.8 tpy CO2e = 232,639 tpy | Diesel fuel-fired combustion engine (RICE) | 17.11 | Diesel | 732 | HP | Diesel fuel-fired engine for emergency. | Carbon Monoxide | Unspecified | (InOrganic Compounds) | 630-08-0 | P | Good combustion practices | 0.31 | G/HP-H | TEST | BACT-PSD | NESHAP , OTHER , NSPS | N | 0 | N | 0 |  |  | 0 |  |  | 0 | 0 | N |  | Top ranking option
AK-0066 | ENDICOTT PRODUCTION FACILITY, LIBERTY DEVELOPMENT PROJECT | BRITISH PETROLEUM EXPLORATION ALASKA (BPXA) | PRUDHOE BAY | AK |  | USA | ALISON COOKE | 9075644838 |  | 10 | AK001 | ALASKA DEPT OF ENVIRONMENTAL CONS | MR. JIM PLOSAY | (907) 465-5103 | JOHN.KUTERBACH@ALASKA.GOV | SALLY RYAN, (907) 269-6271 MATT WILKINSON, (907) 465-5124 | AQ0181CPT06, REVISION 2 | 1311 | 211111 | UNKNOWN | &nbsp; | 06/15/2009 &nbsp;ACT | 2009-06-03 | 2009-08-06 | B |  | AT ENDICOTT, BPXA PROCESSES CRUDE OIL PRODUCTION FLUIDS RECEIVED FROM VARIOUS CRUDE OIL ACCUMULATIONS LOCATED ON THE NORTH SLOPE OF ALASKA. THE STATIONARY SOURCE IS CURRENTLY SITUATED ON TWO OFF-SHORE PRODUCTION ISLANDS, WHICH ARE LOCATED IN THE BEAUFORT SEA, AND CONNECTED BY A 3.5 MILE CAUSEWAY. ENDICOTT IS CURRENTLY CAPABLE OF PROCESSING 120,000 BARRELS OF CRUDE OIL PER DAY AND 480 MILLION STANDARD CUBIC FEET OF GAS. PRODUCTION FLUIDS CONSIST MAINLY OF CRUDE OIL, HYDROCARBON GAS, AND WATER. THE CRUDE OIL IS PROCESSED TO REMOVE HYDROCARBON GAS AND WATER IN ORDER TO MEET SPECIFIC CRUDE-OIL SALES SPECIFICATIONS. THE HYDROCARBON GAS IS DEHYDRATED, STRIPPED OF HEAVIER HYDROCARBONS THAT MAY BE PRESENT AND COMPRESSED FOR RE-INJECTION INTO THE OIL-BEARING RESERVOIR OR USED AS FUEL. WATER IS PROCESSED TO REMOVE ENTRAINED CRUDE OIL BEFORE RE-INJECTION. THE ENERGY NEEDED TO SUPPORT OPERATIONS COMES PRIMARILY FROM THE COMBUSTION OF PRODUCED HYDROCARBON GAS. |  | EU ID 58, CAMP ENGINE 3 | 17.11 | DISTILLATE | 1041 | HP |  | Carbon Monoxide | Unspecified | (InOrganic Compounds) | 630-08-0 | N | GOOD COMBUSTION PRACTICES | 2.6 | G/HP-H |  | BACT-PSD | NSPS | U | 0 | U | 0 |  |  | 0 |  |  | 0 | 0 | N |  | BASELINE SELECTED AS BACT
IA-0105 | IOWA FERTILIZER COMPANY | IOWA FERTILIZER COMPANY | LEE | IA | 52658 | USA | DAVE PEARSON | (319) 246-2308 | DAVE.PEARSON@IOWAFERTILIZERS.COM | 7 | IA001 | IOWA DEPARTMENT OF NATURAL RESOURCES AIR QUALITY | MR. GARY SMITH | (515) 725-9563 | GARY.SMITH@DNR.IOWA.GOV | CHRISTOPHER A. ROLING, PE ENVIRONMENTAL ENGINEER SENIOR (515) 725-9557 CHRIS.ROLING@DNR.IOWA.GOV | 12-219 | 2873 | 325311 | 110054890392 | 08/03/2012 &nbsp;ACT | 10/26/2012 &nbsp;ACT | 2012-11-01 | 2013-08-13 | A | https://aqbweb.iowadnr.gov/airpermit/eepsdpermit.jsp ,https://aqbweb.iowadnr.gov/airpermit/eepsdpermit.jsp ,https://aqbweb.iowadnr.gov/airpermit/eepsdpermit.jsp ,https://aqbweb.iowadnr.gov/airpermit/eepsdpermit.jsp ,https://aqbweb.iowadnr.gov/airpermit/eepsdpermit.jsp ,https://aqbweb.iowadnr.gov/airpermit/eepsdpermit.jsp ,https://aqbweb.iowadnr.gov/airpermit/eepsdpermit.jsp ,https://aqbweb.iowadnr.gov/airpermit/eepsdpermit.jsp | NITROGENEOUS FERTILIZER MANUFACTURING | THE PROJECT WAS AMENDED ON 3/13/14 DUE TO SOME DESIGN CHANGES WHICH INCLUDED ADDITIONAL EMISSION UNITS/POINTS. THE NEW PROJECT IS UNDER PROJECT NUMBER/PERMIT NUMBER 13-355 | Emergency Generator | 17.11 | diesel fuel | 142 | GAL/H | rated @ 2,000 KW | Carbon Monoxide | EPA/OAR Mthd 10 | (InOrganic Compounds) | 630-08-0 | P | good combustion practices | 2.6 | GRAMS/HP-H | AVERAGE OF 3 STACK TEST RUNS | BACT-PSD |  | U | 0 | U | 3.86 | TONS/YR | ROLLING 12 MONTH TOTAL | 0 |  |  | 0 | 0 | N
IA-0106 | CF INDUSTRIES NITROGEN, LLC - PORT NEAL NITROGEN COMPLEX | CF INDUSTRIES NITROGEN, LLC | WOODBURY | IA | 51054 | USA | MIKE MAAS | 712-233-6222 | MMAAS@CFINDUSTRIES.COM | 7 | IA001 | IOWA DEPARTMENT OF NATURAL RESOURCES AIR QUALITY | MR. GARY SMITH | (515) 725-9563 | GARY.SMITH@DNR.IOWA.GOV | Christopher A. Roling, PE Environmental Engineer Senior Iowa DNR - Air Quality Bureau 7900 Hickman Rd, Suite 1 Windsor Heights, IA 50324 (515) 242-6002 chris.roling@dnr.iowa.gov | PN 13-037 | 2873 | 325311 | 110000414089 | 02/01/2013 &nbsp;ACT | 07/12/2013 &nbsp;ACT | 2013-07-16 | 2016-05-04 | B |  | Nitrogenous fertilizer manufacturing including ammonia, urea, and urea-ammonium nitrate (UAN) solutions. |  | Emergency Generators | 17.11 | diesel fuel | 180 | GAL/H | There are two (2) identically sized generators. | Carbon Monoxide | EPA/OAR Mthd 10 | (InOrganic Compounds) | 630-08-0 | P | good combustion practices | 2.6 | GRAMS/HP-H | AVERAGE OF THREE (3) STACK TEST RUNS | BACT-PSD | SIP | U | 0 | U | 2.52 | TONS/YR | ROLLING TWELVE (12) MONTH TOTAL | 0 |  |  | 0 | 0 | N
*VA-0321 | BRUNSWICK COUNTY POWER STATION | VIRGINIA ELECTRIC AND POWER COMPANY | BRUNSWICK | VA | 23856 | USA | JEFFREY ZEHNER | 804-273-3145 | JEFFREY.R.ZEHNER@DOM.COM | 3 | VA001 | VIRGINIA DEPT. OF ENVIRONMENTAL QUALITY; DIVISION OF AIR QUALITY | MR. YOGESH DOSHI | (804)698-4017 | Yogesh.doshi@deq.virginia.gov | For technical information about this facility, please contact the Air Permit writer, Alison Sinclar, by phone at (804) 527-5155 or by e-mail: Alison.Sinclair@deq.virginia.gov | 52404-001 | 4911 | 221112 | 110055066440 | 12/21/2012 &nbsp;ACT | 03/12/2013 &nbsp;ACT | 2013-04-03 | 2016-07-07 | A | http://www.deq.virginia.gov/Programs/Air/PermittingCompliance/Permitting/IssuedPSDNANSRPermits.aspx,http://www.deq.virginia.gov/Programs/Air/PermittingCompliance/Permitting/IssuedPSDNANSRPermits.aspx,http://www.deq.virginia.gov/Programs/Air/PermittingCompliance/Permitting/IssuedPSDNANSRPermits.aspx,http://www.deq.virginia.gov/Programs/Air/PermittingCompliance/Permitting/IssuedPSDNANSRPermits.aspx | New, combined-cycle, natural gas-fired, electrical power generating facility. |  | Emergency diesel generator- 2200 kW | 17.11 | ultra low sulfur diesel | 500 | hrs/yr |  | Carbon Monoxide | Unspecified | (InOrganic Compounds) | 630-08-0 | P | good combustion practices | 2.6 | GRAMS/HP-H |  | BACT-PSD | NSPS , SIP | N | 0 | U | 4.3 | TONS/YR | 12 MO ROLLING AVG | 0 |  |  | 0 | 0 | N |  | Emergency use only, operate according to mfr instructions or procedures, Fuel monitoring, and non-resettable hour meter
IN-0173 | MIDWEST FERTILIZER CORPORATION | MIDWEST FERTILIZER CORPORATION | POSEY | IN | 47620 | USA | MICHAEL CHORLTON | 3176258315 |  | 5 | IN001 | INDIANA DEPT OF ENV MGMT, OFC OF AIR | MR. MATT STUCKEY | (317) 233-0203 | mstuckey@idem.in.gov | PERMIT WRITER: DAVID MATOUSEK (317) 232-8253 DMATOUSE@IDEM.IN.GOV SECTION CHIEF: NATHAN BELL (317) 233-5670 NBELL@IDEM.IN.GOV | 129-33576-00059 | 2873 | 325311 | 110059696841 | 08/26/2013 &nbsp;ACT | 06/04/2014 &nbsp;ACT | 2014-07-17 | 2016-05-04 | A | HTTP://PERMITS.AIR.IDEM.IN.GOV/33576F.PDF | A STATIONARY NITROGEN FERTILIZER MANUFACTURING FACILITY |  | DIESEL FIRED EMERGENCY GENERATOR | 17.11 | NO. 2, DIESEL | 3600 | BHP | ANNUAL OPERATING HOURS SHALL NOT EXCEED 500 HOURS. INSIGNIFICANT ACTIVITY WILL NOT BE TESTED. | Carbon Monoxide | Unspecified | (InOrganic Compounds) | 630-08-0 | P | GOOD COMBUSTION PRACTICES | 2.61 | G/BHP-H | 3-HR AVERAGE | BACT-PSD |  | N | 0 |  | 0 |  |  | 0 |  |  | 0 | 0 | N
IN-0179 | OHIO VALLEY RESOURCES, LLC | OHIO VALLEY RESOURCES, LLC | SPENCER | IN | 47635 | USA | DOUG WILSON | 6185990015 |  | 5 | IN001 | INDIANA DEPT OF ENV MGMT, OFC OF AIR | MR. MATT STUCKEY | (317) 233-0203 | mstuckey@idem.in.gov | SECTION CHIEF: NATHAN BELL (317) 233-5670 NBELL@IDEM.IN.GOV PERMIT WRITER: DAVID MATOUSEK (317) 232-8253 DMATOUSE@IDEM.IN.GOV | 147-32322-00062 | 2873 | 325311 | 110055148273 | 09/17/2012 &nbsp;ACT | 09/25/2013 &nbsp;ACT | 2014-08-12 | 2016-05-04 | A | HTTP://PERMITS.AIR.IDEM.IN.GOV/32322F.PDF | NITROGENOUS FERTILIZER PRODUCTION PLANT |  | DIESEL-FIRED EMERGENCY GENERATOR | 17.11 | NO. 2 FUEL OIL | 4690 | B-HP | ANNUAL HOURS OF OPERATION NOT TO EXCEED 200 HOURS. | Carbon Monoxide | Unspecified | (InOrganic Compounds) | 630-08-0 | P | GOOD COMBUSTION PRACTICES | 2.61 | G/B-HP-H | 3-HR AVERAGE | BACT-PSD |  | N | 0 |  | 0 |  |  | 0 |  |  | 0 | 0 | N |  | ADD ON CONTROLS ARE NOT NORMALLY REQUIRED FOR LIMITED USE EMISSION UNITS.
IN-0180 | MIDWEST FERTILIZER CORPORATION | MIDWEST FERTILIZER CORPORATION | POSEY | IN | 47620 | USA | MICHAEL CHORLTON | 3176258315 |  | 5 | IN001 | INDIANA DEPT OF ENV MGMT, OFC OF AIR | MR. MATT STUCKEY | (317) 233-0203 | mstuckey@idem.in.gov | PERMIT WRITER: DAVID MATOUSEK (317) 232-8253 DMATOUSE@IDEM.IN.GOV SECTION CHIEF: NATHAN BELL (317) 233-5670 NBELL@IDEM.IN.GOV | 129-33576-00059 | 2873 | 325311 | 110059696841 | 08/26/2013 &nbsp;ACT | 06/04/2014 &nbsp;ACT | 2014-08-12 | 2016-05-05 | A | HTTP://PERMITS.AIR.IDEM.IN.GOV/33576F.PDF | A STATIONARY NITROGEN FERTILIZER MANUFACTURING FACILITY |  | DIESEL FIRED EMERGENCY GENERATOR | 17.11 | NO. 2, DIESEL | 3600 | BHP | ANNUAL OPERATING HOURS SHALL NOT EXCEED 500 HOURS. INSIGNIFICANT ACTIVITY WILL NOT BE TESTED. | Carbon Monoxide | Unspecified | (InOrganic Compounds) | 630-08-0 | P | GOOD COMBUSTION PRACTICES | 2.61 | G/B-HP-H | 3-HR AVERAGE | BACT-PSD |  | N | 0 |  | 0 |  |  | 0 |  |  | 0 | 0 | N
IN-0263 | MIDWEST FERTILIZER COMPANY LLC | MIDWEST FERTILIZER COMPANY LLC | POSEY | IN | 47620 | USA | RON OGLESBY | 9703057850 |  | 5 | IN001 | INDIANA DEPT OF ENV MGMT, OFC OF AIR | MR. MATT STUCKEY | (317) 233-0203 | mstuckey@idem.in.gov | PERMIT WRITER: DEENA P. LEVERING 317-234-5400 DLEVERIN@IDEM.IN.GOV SECTION CHIEF: TRIPURARI SINHA PH.D. 317-234-4907 | 129-36943-00059 | 2873 | 325311 | 110059696841 | 03/11/2016 &nbsp;ACT | 03/23/2017 &nbsp;ACT | 2017-07-07 | 2017-08-22 | C | HTTP:PERMITS.AIR.IDEM.IN.GOV/36943F.PDF | STATIONARY NITROGEN FERTILIZER MANUFACTURING FACILITY |  | EMERGENCY GENERATORS (EU014A AND EU-014B) | 17.11 | DISTILLATE OIL | 3600 | HP EACH |  | Carbon Monoxide | Unspecified | (InOrganic Compounds) | 630-08-0 | P | GOOD COMBUSTION PRACTICES | 2.61 | G/HP-H EACH | 3 HOUR AVERAGE | BACT-PSD |  | N | 0 |  | 500 | H/YR EACH |  | 0 |  |  | 0 | 0 | N | 2016
*AK-0084 | DONLIN GOLD PROJECT | DONLIN GOLD LLC. | BETHEL CENSUS AREA | AK | 99575 | USA | STAN FOO | 907-273-0200 | SFOO@DONLINGOLD.COM | 10 | AK001 | ALASKA DEPT OF ENVIRONMENTAL CONS | MR. JIM PLOSAY | (907) 465-5103 | JOHN.KUTERBACH@ALASKA.GOV | AK DEC DIV. OF AIR QUALITY 410 WILLOUGHBY AVE. SUITE 303 JUNEAU, AK 99801 | AQ0934CPT01 | 1041 | 212221 | Not Entered | 10/15/2015 &nbsp;ACT | 06/30/2017 &nbsp;ACT | 2018-06-21 | 2018-06-22 | A | http://dec.alaska.gov/Applications/Air/airtoolsweb/Home/ViewAttachment/16763360/d1h2U6BIY-j857LFU-WYmw2 | The Donlin Gold Project is a gold mine located 12 miles north of Crooked Creek, Alaska on the Kuskokwim River, about 280 miles northwest of Anchorage. The deposit has proven and probable reserves estimated at 33.9 million ounces of gold at 2.1 g/t and could produce up to 1.5 million ounces annually. SIC Code 1041; NAICS Code 212221. |  | Black Start and Emergency Internal Cumbustion Engines | 17.11 | Diesel | 1500 | kWe | Two (2) 600 kWe black start diesel generators and four (4) 1,500 kWe emergency diesel generators. | Carbon Monoxide | Unspecified | (InOrganic Compounds) | 630-08-0 | P | Good Combustion Practices | 3.27 | GRAMS/HP-H | 3-HOUR AVERAGE | BACT-PSD | NSPS | U | 0 | U | 0 |  |  | 0 |  |  | 0 | 0 | N |  | NSPS Subpart IIII engines
MD-0044 | COVE POINT LNG TERMINAL | DOMINION COVE POINT LNG, LP | CALVERT | MD |  | USA | RICHARD B. GANGLE | SYSNULL |  | 3 | MD001 | MARYLAND DEPARTMENT OF THE ENVIRONMENT | MR. WILLIAM PAUL | (410)537-3276 | bpaul@mde.state.md.us | WILLIAM PAUL 410-537-3276 BILL.PAUL@MARYLAND.GOV | PSC CASE NO. 9318 | 4911 | 221119 | Not Found | 06/09/2014 &nbsp;ACT | 06/09/2014 &nbsp;ACT | 2015-08-25 | 2018-05-14 | U |  | LIQUIFIED NATURAL GAS PROCESSING FACILITY AND 130 MEGAWATT GENERATING STATIONFACILITY-WIDE PM10 EMISSION LIMIT = 124.2 TONS/YR FACILITY-WIDE PM2.5 EMISSION LIMIT= 124/2 TONS/YR FACILITY-WIDE CO2E EMISSION LIMIT = 2,030,988 TONS/YR FACILITY-WIDE FORMALDEHYDE EMISION LIMIT = 6.2 TONS/YR | FACILITY-WIDE PM10 EMISSION LIMIT = 124.2 TONS/YR FACILITY-WIDE PM2.5 EMISSION LIMIT= 124/2 TONS/YR FACILITY-WIDE CO2E EMISSION LIMIT = 2,030,988 TONS/YR FACILITY-WIDE FORMALDEHYDE EMISION LIMIT = 6.2 TONS/YR | EMERGENCY GENERATOR | 17.11 | ULTRA LOW SULFUR DIESEL | 1550 | HP | 40 CFR 60, SUBPART IIII, ULTRA LOW-SULFUR DIESEL FUEL, GOOD COMBUSTION PRACTICES | Carbon Monoxide | Unspecified | (InOrganic Compounds) | 630-08-0 | P | GOOD COMBUSTION PRACTICES AND DESIGNED TO MEET EMISSION LIMIT | 2.6 | G/HP-H |  | BACT-PSD |  |  | 0 |  | 3.49 | G/KW-H |  | 0 |  |  | 0 | 0 | N
OH-0317 | OHIO RIVER CLEAN FUELS, LLC | OHIO RIVER CLEAN FUELS, LLC | COLUMBIANA | OH |  | USA | STEPHAN M. DOPUCH | 4402570054 | SDOPUCH@BAARDENERGY.COM | 5 | OH001 | OHIO ENVIRONMENTAL PROTECTION AGENCY | MR. DANA THOMPSON | 614-644-3701 | Dana.thompson@epa.ohio.gov |  | 02-22896 | 2869 | 325110 | UNKNOWN | 12/21/2007 &nbsp;ACT | 11/20/2008 &nbsp;ACT | 2008-11-28 | 2012-05-18 | A |  | COAL/BIOMASS-TO-LIQUIDS FACILITY. THE PRIMARY INDUSTRIAL PROCESSES: COAL/BIOMASS STORAGE AND HANDLING; COAL GASIFICATION; SYNGAS CLEANING (ACID GASS REMOVAL AND SULFUR RECOVERY PLANT); FISCHER-TROPSCH PROCESS (INDUSTRIAL ORGANIC CHEMICALS); PRODUCT UPGRADE PROCESS (SIMILAR TO PETROLEUM REFINING); LIQUID PRODUCT STORAGE &amp; LOADING; ELECTRIC POWER GENERATION (USE FOR ON SITE ONLY). BIOMASS IS RESTRICTED TO ONLY SAWDUST AND WOOD CHIPS. | NEW INDUSTRY, SIC AND NAICS CODE SELECTED BY FACILITY | EMERGENCY GENERATOR | 17.11 | DIESEL FUEL OIL | 2922 | HP | 2922 MAXIMUM HORSE POWER SUBJECT TO NSPS SUBPART IIII. WILL INSTALL NON-RESETTABLE HOUR METER PRIOR TO STARTUP PER 40 CFR 60.4209(A) DIESEL FUEL SHALL MEET THE REQUIREMENTS OF 40 CFR 80.510 AND 60.4207: SULFUR CONTENT OF 15 PPM MAXIMUM, CETANE INDEX OF 40 MINIMUM OR AROMATIC CONTENT OF 35 VOLUME % MAXIMUM | Carbon Monoxide | Unspecified | (InOrganic Compounds) | 630-08-0 | P | GOOD COMBUSTION PRACTICES AND GOOD ENGINE DESIGN | 2.6 | g/hp-hr |  | BACT-PSD | NSPS , SIP | U | 0 | N | 3.8 | T/YR | PER ROLLING 12-MONTH PERIOD | 3.5 | G/KW-H | FROM PART 89, SECTION 112 | 0 | 0 | N |  | SUBJECT TO NSPS SUBPART IIII
*MI-0433 | MEC NORTH, LLC AND MEC SOUTH LLC | MARSHALL ENERGY CENTER LLC | CALHOUN | MI | 49068 | USA | WILLARD LADD | 914-468-2402 | WLADD@DEVELOPMENTPARTNERS.COM | 5 | MI001 | MICHIGAN DEPT OF ENVIRONMENTAL QUALITY | MS. CINDY SMITH | (517)284-6802 | SMITHC17@MICHIGAN.GOV | There are two plants (MEC North, LLC and MEC South, LLC) that will operate as separate entities but they are considered a single stationary source and the installation of the two new plants was reviewed as a single project. There are two Air Permits to Install for the two plants (167-17 and 168-17). For technical questions regarding either of the two permits, please contact the permit engineer Ms. Catherine Asselin at 517-284-6786 or at asselinc@michigan.gov. Thank you. | 167-17 AND 168-17 | 4911 | 221112 | Not Found | 05/22/2018 &nbsp;ACT | 06/29/2018 &nbsp;ACT | 2018-08-17 | 2018-08-22 | A |  | Natural gas combined cycle power plant (two plants: north and south) | There are two plants that will operate as separate entities and each received a separate Air Permit to Install, but they are considered one stationary source and were reviewed as one project. | EUEMENGINE (South Plant): Emergency Engine | 17.11 | Diesel | 1341 | HP | A 1,341 HP (1,000 kilowatts (kW)) diesel-fired emergency engine with a model year of 2011 or later, and a displacement of <10 liters/cylinder. The engine is designed to be compliant with Tier IV emission standards. Equipped with a diesel particulate filter. | Carbon Monoxide | Unspecified | (InOrganic Compounds) | 630-08-0 | P | Good combustion practices and meeting NSPS IIII requirements. | 2.6 | GRAMS/HP-H | HOURLY | BACT-PSD | NSPS , SIP | N | 0 | N | 0 |  |  | 0 |  |  | 0 | 0 | N |  | An oxidation catalyst is $30,000/ton for PM10, CO and VOC together.
MI-0423 | INDECK NILES, LLC | INDECK NILES, LLC | CASS | MI | 49120 | USA | MICHAEL DUBOIS | 847-520-3212 | MDUBOIS@INDECKENERGY.COM | 5 | MI001 | MICHIGAN DEPT OF ENVIRONMENTAL QUALITY | MS. CINDY SMITH | (517)284-6802 | SMITHC17@MICHIGAN.GOV | Please contact the permit engineer, Catherine Asselin at 517-284-6786, or at asselinc@michigan.gov, for technical questions regarding the permit. Thank you. | 75-16 | 4911 | 221112 | Not Found | 10/25/2016 &nbsp;ACT | 01/04/2017 &nbsp;ACT | 2017-06-02 | 2018-03-08 | A |  | Natural gas combined cycle power plant. | The permit includes equipment not entered into the RBLC due to a lack of emission limits or material limits; these include a cold cleaner, a number of space heaters, and two fuel tanks. | EUEMENGINE (Diesel fuel emergency engine) | 17.11 | Diesel Fuel | 22.68 | MMBTU/H | a 2,922 horsepower (HP) (2,179 kilowatts (kW)) diesel fueled emergency engine manufactured in 2011 or later and a displacement of <10 liters/cylinder. Restricted to 4 hours/day, except during emergency conditions and stack testing, and 500 hours/year on a 12-month rolling time period basis. | Carbon Monoxide | Unspecified | (InOrganic Compounds) | 630-08-0 | P | Good combustion practices and meeting NSPS Subpart IIII requirements. | 2.6 | GRAMS/HP-H | TEST PROTOCOL SHALL SPECIFY AVG TIME | BACT-PSD | NSPS , SIP | N | 0 | N | 0 |  |  | 0 |  |  | 0 | 0 | N |  | On average, an oxidation catalyst is greater than $88,000/ton for CO and VOC together.
*MI-0433 | MEC NORTH, LLC AND MEC SOUTH LLC | MARSHALL ENERGY CENTER LLC | CALHOUN | MI | 49068 | USA | WILLARD LADD | 914-468-2402 | WLADD@DEVELOPMENTPARTNERS.COM | 5 | MI001 | MICHIGAN DEPT OF ENVIRONMENTAL QUALITY | MS. CINDY SMITH | (517)284-6802 | SMITHC17@MICHIGAN.GOV | There are two plants (MEC North, LLC and MEC South, LLC) that will operate as separate entities but they are considered a single stationary source and the installation of the two new plants was reviewed as a single project. There are two Air Permits to Install for the two plants (167-17 and 168-17). For technical questions regarding either of the two permits, please contact the permit engineer Ms. Catherine Asselin at 517-284-6786 or at asselinc@michigan.gov. Thank you. | 167-17 AND 168-17 | 4911 | 221112 | Not Found | 05/22/2018 &nbsp;ACT | 06/29/2018 &nbsp;ACT | 2018-08-17 | 2018-08-22 | A |  | Natural gas combined cycle power plant (two plants: north and south) | There are two plants that will operate as separate entities and each received a separate Air Permit to Install, but they are considered one stationary source and were reviewed as one project. | EUEMENGINE (North Plant): Emergency Engine | 17.11 | Diesel | 1341 | HP | A 1,341 HP (1,000 kilowatts (KW)) diesel-fired emergency engine with a model year of 2011 or later, and a displacement of <10 liters/cylinder. The engine is designed to be compliant with Tier IV emission standards. Equipped with a diesel particulate filter. | Carbon Monoxide | Unspecified | (InOrganic Compounds) | 630-08-0 | P | Good combustion practices and meeting NSPS Subpart IIII requirements. | 2.6 | GRAMS/HP-H | HOURLY | BACT-PSD | NSPS , SIP | N | 0 | N | 0 |  |  | 0 |  |  | 0 | 0 | N |  | An oxidation catalyst is $30,000/ton for PM10, CO and VOC together.
MI-0406 | RENAISSANCE POWER LLC | LS POWER DEVELOPMENT LLC | MONTCALM | MI | 48811 | USA | BRADLEY COOLEY | 636-534-3268 | BCOOLEY@LSPOWER.COM | 5 | MI001 | MICHIGAN DEPT OF ENVIRONMENTAL QUALITY | MS. CINDY SMITH | (517)284-6802 | SMITHC17@MICHIGAN.GOV | Please contact the permit engineer, Melissa Byrnes, at 517-284-6790 or at BYRNESM@michigan.gov for technical questions regarding this permit. Thank you. | 51-13 | 4911 | 221112 | 2611705287 | 07/13/2013 &nbsp;ACT | 11/01/2013 &nbsp;ACT | 2014-03-19 | 2016-07-07 | C |  | For technical questions regarding this permit, please contact the permit engineer, Melissa Byrnes, at 517-284-6790. Thank you. | Other facility-wide pollutants not listed below (tpy): PM10=211.19+ PM2.5=205.24+ Lead=0.0027+ CO2e=5,398,441+ Sulfuric Acid Mist=5.67+ | FG-EMGEN7-8; Two (2) 1,000kW diesel-fueled emergency reciprocating internal combustion engines | 17.11 | Diesel | 1000 | kW | 1,000 kW (1,502 hp) each; hours restriction = 500 hours each per year. | Carbon Monoxide | Unspecified | (InOrganic Compounds) | 630-08-0 | P | Good combustion practices. | 2.6 | G/B-HP-H | TEST PROTOCOL; EACH UNIT | BACT-PSD | NSPS , SIP | N | 0 | N | 0 |  |  | 0 |  |  | 0 | 0 | N |  | The CO emission limit of 2.6 g/bhp-hr applies to each unit.
MI-0421 | GRAYLING PARTICLEBOARD | ARAUCO NORTH AMERICA | CRAWFORD | MI | 49738 | USA | RICH WEBER | 803-431-2046 | RICH.WEBER@ARAUCO-NA.COM | 5 | MI001 | MICHIGAN DEPT OF ENVIRONMENTAL QUALITY | MS. CINDY SMITH | (517)284-6802 | SMITHC17@MICHIGAN.GOV | Please contact the permit engineer, Mr. Andrew Drury, at 517-284-6792 or at drurya@michigan.gov for technical questions related to the permit. Thank you. | 59-16 | 2493 | 321219 | Not Found | 06/30/2016 &nbsp;ACT | 08/26/2016 &nbsp;ACT | 2017-01-27 | 2017-07-20 | A |  | Particleboard manufacturing |  | Emergency Diesel Generator Engine (EUEMRGRICE in FGRICE) | 17.11 | Diesel | 500 | H/YR | One emergency diesel generator engine rated at 1600 kW (EUEMRGRICE in FGRICE). | Carbon Monoxide | Unspecified | (InOrganic Compounds) | 630-08-0 | P | Good design and combustion practices. | 2.6 | GRAMS/HP-H | TEST PROTOCOL WILL SPECIFY AVG TIME | BACT-PSD | NSPS , SIP | N | 0 | N | 12.35 | LB/H | TEST PROTOCOL WILL SPECIFY AVG TIME | 0 |  |  | 0 | 0 | N |  | The company concluded that oxidation catalyst would not be economically feasible with an estimated cost of $71,000/ton.
MI-0421 | GRAYLING PARTICLEBOARD | ARAUCO NORTH AMERICA | CRAWFORD | MI | 49738 | USA | RICH WEBER | 803-431-2046 | RICH.WEBER@ARAUCO-NA.COM | 5 | MI001 | MICHIGAN DEPT OF ENVIRONMENTAL QUALITY | MS. CINDY SMITH | (517)284-6802 | SMITHC17@MICHIGAN.GOV | Please contact the permit engineer, Mr. Andrew Drury, at 517-284-6792 or at drurya@michigan.gov for technical questions related to the permit. Thank you. | 59-16 | 2493 | 321219 | Not Found | 06/30/2016 &nbsp;ACT | 08/26/2016 &nbsp;ACT | 2017-01-27 | 2017-07-20 | A |  | Particleboard manufacturing |  | Dieself fire pump engine (EUFIREPUMP in FGRICE) | 17.11 | Diesel | 500 | H/YR | One diesel fire pump engine rated at 400 KW (identified as EUFIREPUMP in FGRICE). | Carbon Monoxide | Unspecified | (InOrganic Compounds) | 630-08-0 | P | Good design and combustion practices. | 2.6 | GRAMS/HP-H | TEST PROTOCOL WILL SPECIFY AVG TIME | BACT-PSD | NSPS , SIP | N | 0 | N | 3.09 | LB/H | TEST PROTOCOL WILL SPECIFY AVG TIME | 0 |  |  | 0 | 0 | N |  | The company concluded that an oxidation catalyst would not be economically feasible, with an estimated cost of $71,000/ton for the larger emergency generator engine.
MI-0425 | GRAYLING PARTICLEBOARD | ARAUCO NORTH AMERICA | CRAWFORD | MI | 49738 | USA | RICH WEBER | 803-431-2046 | RICH.WEBER@ARAUCO-NA.COM | 5 | MI001 | MICHIGAN DEPT OF ENVIRONMENTAL QUALITY | MS. CINDY SMITH | (517)284-6802 | SMITHC17@MICHIGAN.GOV | Please contact the permit engineer, Mr. Andrew Drury, at 517-284-6792 or at drurya@michigan.gov for technical questions regarding this permit. Thank you. | 59-16A | 2493 | 321219 | Not Found | 03/06/2017 &nbsp;ACT | 05/09/2017 &nbsp;ACT | 2017-08-02 | 2017-11-15 | A |  | Particleboard manufacturing. |  | EUEMRGRICE1 in FGRICE (Emergency diesel generator engine) | 17.11 | Diesel | 500 | H/YR | One emergency diesel generator engine rated at 1500 KW (EUEMRGRICE1 in FGRICE). | Carbon Monoxide | Unspecified | (InOrganic Compounds) | 630-08-0 | P | Good design and combustion practices. | 2.6 | GRAMS/HP-H | TEST PROTOCOL SHALL SPECIFY | BACT-PSD | NSPS , SIP | N | 0 | N | 11.6 | LB/H | TEST PROTOCOL SHALL SPECIFY | 0 |  |  | 0 | 0 | N |  | The company concluded that an oxidation catalyst would not be economically feasible, with an estimated cost of $71,000/ton.
MI-0425 | GRAYLING PARTICLEBOARD | ARAUCO NORTH AMERICA | CRAWFORD | MI | 49738 | USA | RICH WEBER | 803-431-2046 | RICH.WEBER@ARAUCO-NA.COM | 5 | MI001 | MICHIGAN DEPT OF ENVIRONMENTAL QUALITY | MS. CINDY SMITH | (517)284-6802 | SMITHC17@MICHIGAN.GOV | Please contact the permit engineer, Mr. Andrew Drury, at 517-284-6792 or at drurya@michigan.gov for technical questions regarding this permit. Thank you. | 59-16A | 2493 | 321219 | Not Found | 03/06/2017 &nbsp;ACT | 05/09/2017 &nbsp;ACT | 2017-08-02 | 2017-11-15 | A |  | Particleboard manufacturing. |  | EUEMRGRICE2 in FGRICE (Emergency Diesel Generator Engine) | 17.11 | Diesel | 500 | H/YR | One emergency diesel generator engine rated at 1500 KW (EUEMRGRICE2 in FGRICE). | Carbon Monoxide | Unspecified | (InOrganic Compounds) | 630-08-0 | P | Good design and combustion practices. | 2.6 | GRAMS/HP-H | TEST PROTOCOL SHALL SPECIFY | BACT-PSD | NSPS , SIP | N | 0 | N | 3.9 | LB/H | TEST PROTOCOL SHALL SPECIFY | 0 |  |  | 0 | 0 | N |  | The company concluded that an oxidation catalyst would not be economically feasible, with an estimated cost of $71,000/ton.
MI-0425 | GRAYLING PARTICLEBOARD | ARAUCO NORTH AMERICA | CRAWFORD | MI | 49738 | USA | RICH WEBER | 803-431-2046 | RICH.WEBER@ARAUCO-NA.COM | 5 | MI001 | MICHIGAN DEPT OF ENVIRONMENTAL QUALITY | MS. CINDY SMITH | (517)284-6802 | SMITHC17@MICHIGAN.GOV | Please contact the permit engineer, Mr. Andrew Drury, at 517-284-6792 or at drurya@michigan.gov for technical questions regarding this permit. Thank you. | 59-16A | 2493 | 321219 | Not Found | 03/06/2017 &nbsp;ACT | 05/09/2017 &nbsp;ACT | 2017-08-02 | 2017-11-15 | A |  | Particleboard manufacturing. |  | EUFIREPUMP in FGRICE (Diesel fire pump engine) | 17.11 | Diesel | 500 | H/YR | One diesel fire pump engine rated at 400 KW (EUFIREPUMP in FGRICE). | Carbon Monoxide | Unspecified | (InOrganic Compounds) | 630-08-0 | P | Good design and combustion practices. | 2.6 | GRAMS/HP-H | TEST PROTOCOL SHALL SPECIFY | BACT-PSD | NSPS , SIP | N | 0 | N | 3.09 | LB/H | TEST PROTOCOL SHALL SPECIFY | 0 |  |  | 0 | 0 | N |  | The company concluded that an oxidation catalyst would not be economically feasible, with an estimated cost of $71,000/ton for the larger emergency generator engine.
LA-0251 | FLOPAM INC. FACILITY | FLOPAM INC. | IBERVILLE | LA | 70764 | USA | GARY RYALS | 912-884-3366 |  | 6 | LA001 | LOUISIANA DEPARTMENT OF ENV QUALITY | MR. BRYAN D. JOHNSTON | (225)219-3450 | BRYAN.JOHNSTON@LA.GOV | PERMIT WRITER: DAN NGUYEN (225)219-3181 | PSD-LA-747(M1) | 2869 | 325998 | 110041935779 | 11/18/2010 &nbsp;ACT | 04/26/2011 &nbsp;ACT | 2011-09-01 | 2011-12-12 | A |  | A CHEMICAL MANUFACTURING COMPLEX IS UNDER CONSTRUCTION (PSD-LA-747 - LA0240). EQUIPMENT IS ADDED OR REDESIGNED. (ENGINES, COOLING TOWERS, MATERIAL HANDLING). PERMIT PSD-LA-747(M2) WAS ISSUED JULY 5, 2012 FOR ADDITIONAL DUST FILTERS TO CONTROL PM/PM10 FROM THE PERMITTED POWDER PLANTS. SIMILAR DUST FILTERS WERE DETERMINED AS BACT FOR SAME POWDER PLANTS. NO ADDITIONAL BACT ANALYSIS IS REQUIRED. |  | Large Generator Engines (17 units) | 17.11 | Diesel | 0 |  | 11 units: 591 hp 6 units: 1175 hp | Carbon Monoxide | EPA/OAR Mthd 10 | (InOrganic Compounds) | 630-08-0 | N | NSPS | 2.6 | g/hp-hr | (591 HP UNITS) | BACT-PSD | NSPS | U | 0 | U | 0.06 | LB/H | (1175 HP UNITS) | 3.5 | G/KW-H |  | 0 | 0 | N
OH-0352 | OREGON CLEAN ENERGY CENTER | ARCADIS, US, INC. | LUCAS | OH | 43616 | USA | LYNN GRESOCK | 978-322-4520 | LYNN.GRESOCK@ARCADIS-US.CO | 5 | OH001 | OHIO ENVIRONMENTAL PROTECTION AGENCY | MR. DANA THOMPSON | 614-644-3701 | Dana.thompson@epa.ohio.gov |  | P0110840 | 4931 | 221112 | 110064669737 | 04/03/2013 &nbsp;ACT | 06/18/2013 &nbsp;ACT | 2013-07-15 | 2016-05-04 | A |  | 799 Megawatt Combined Cycle Combustion Turbine Power Plant | The permit is set up to install either 2 Mitsubishi M501 GAC units or 2 Siemens SGT-8000H units, not both; with dedicated heat recovery steam generators (HRSG), steam turbine generator, and electric generator. | Emergency generator | 17.11 | diesel | 2250 | KW | Emergency diesel fired generator restricted to 500 hours of operation per rolling 12-months. | Carbon Monoxide | EPA/OAR Mthd 10 | (InOrganic Compounds) | 630-08-0 | P | Purchased certified to the standards in NSPS Subpart IIII | 2.6 | g/hp-hr |  | BACT-PSD | NSPS , OPERATING PERMIT | U | 0 | U | 4.34 | T/YR | PER ROLLING 12-MONTHS | 0 |  | SEE NOTES | 0 | 0 | N |  | Additional limit: 3.5 g CO/KW-H, standard from Subpart IIII. Method 10 if required.
FL-0310 | SHADY HILLS GENERATING STATION | SHADY HILLS POWER COMPANY | PASCO | FL | 6927 | USA | ROY S. BELDEN | 2033576820 | ROY.BELDEN@GE.COM | 4 | FL001 | FLORIDA DEPT. OF ENVIRONMENTAL PROTECTION | MR. DAVID READ | (850) 717-9000 | David.Read@dep.state.fl.us | SYED ARIF, PROJECT ENGINEER PHONE 850/ 921-9528 SYED.ARIF@DEP.STATE.FL.US TERESA HERON PHONE 850/921-9529 TERESA.HERON@DEP.STATE.FL.US | PSD-FL-402 | 4911 | 221122 | 1210100373 | 05/13/2008 &nbsp;ACT | 01/12/2009 &nbsp;ACT | 2009-07-29 | 2010-01-26 | B |  | THIS FACILITY CONSISTS OF THREE, DUAL-FUEL, NOMINAL 170 MW GENERAL ELECTRIC MODEL PG7241FA (GE 7FA) SIMPLE CYCLE COMBUSTION TURBINES-ELECTRICAL GENERATORS, THREE EXHAUST STACKS THAT ARE 18 FEET IN DIAMETER AND 75 FEET TALL, AND ONE 2.8-MILLION GALLON DISTILLATE FUEL OIL STORAGE TANK. THE COMBUSTION TURBINE UNITS CAN OPERATE IN SIMPLE-CYCLE MODE AND INTERMITTENT DUTY MODE. THE UNITS ARE EQUIPPED WITH DRY LOW-NITROGEN OXIDES (NOX) COMBUSTORS AND WATER INJECTION CAPABILITY. THE THREE COMBUSTION TURBINES ARE REGULATED UNDER PHASE II OF THE FEDERAL ACID RAIN PROGRAM. THIS FACILITY OPERATES DURING PEAK HOURS OF ELECTRICAL USE. |  | 2.5 MW EMERGENCY GENERATOR | 17.11 | ULTRA LOW S OIL | 2.5 | MW | MAXIMUM HOURS OF OPERATION: 500 HRS/YR | Carbon Monoxide | EPA/OAR Mthd 10 | (InOrganic Compounds) | 630-08-0 | P | PURCHASED MODEL IS AT LEAST AS STRINGENT AS THE BACT VALUES UNDER EPA'S CERTIFICATION. | 8.5 | G/HP-H | 3 ONE HOUR TEST RUNS BY EPA METHOD 10 | BACT-PSD | NSPS | U | 0 | U | 0 |  |  | 0 |  |  | 0 | 0 | N |  | INITIAL PERFORMANCE TEST ONLY UNLESS ON EPA CERTIFICATION IS PROVIDED TO SHOW TAHT THE EMISSION CHARACTERISTICS OF THE PURCHASED MODEL IS AT LEST AS STRINGENT AS THE BACT VALUES AND THE USE OF ULSO FUEL OIL CAN BE TO FULFILL THIS REQUIREMENTS
FL-0332 | HIGHLANDS BIOREFINERY AND COGENERATION PLANT | HIGHLANDS ENVIROFUELS (HEF), LLC | HIGHLAND COUNTY | FL | 33852 | USA | BRADLEY KROHN | 813-425-5478 | BKROHN@USENVIROFUELS.COM | 4 | FL001 | FLORIDA DEPT. OF ENVIRONMENTAL PROTECTION | MR. DAVID READ | (850) 717-9000 | David.Read@dep.state.fl.us | KRIS LANH - RBLC COORDINATOR ( KRIS.LANH@DEP.STATE.FL.US ) DAVID REED - PERMIT ENGINEER FOR THIS PROJECT, EMAIL: DAVID.REED@DEP.STATE.FL.US PH. 850-717-9075 | PSD-FL-416, 0550063-001-AC | 2869 | 221119 | No FRS Number | 06/28/2011 &nbsp;ACT | 09/23/2011 &nbsp;ACT | 2012-05-17 | 2012-10-11 | U | http://appprod.dep.state.fl.us/air/emission/apds/listpermits.asp | THIS PROJECT INVOLVES THE CONSTRUCTION OF A SUGARCANE AND SWEET SORGHUM-TO-ETHANOL ADVANCED BIOREFINERY WITH A MAXIMUM ANNUAL ETHANOL (C2H5OH) PRODUCTION RATE OF 36 MILLION GALLONS PER YEAR (MGPY). THE CANE (I.E. THE SUGARCANE AND SORGHUM) WILL BE GROWN ON NEARBY FARMLAND. THE JUICE WILL BE SQUEEZED FROM THE FEEDSTOCK STALKS, FERMENTED, DISTILLED AND BLENDED TO MAKE A RANGE OF ETHANOL/GASOLINE PRODUCTS, INCLUDING E-85 (AN 85/15 ETHANOL/GASOLINE BLEND). THE LEFTOVER STALK FIBER (BAGASSE) WILL BE COMBUSTED IN A COGENERATION BIOMASS BOILER (458.5 MMBTU/HR ON A 24-HOUR BASIS) TO MAKE PROCESS STEAM AND UP TO 30 MEGAWATTS (MW, GROSS) OF ELECTRICITY. IN ADDITION TO BAGASSE, THE BOILER WILL USE SUPPLEMENTAL BIOMASS CONSISTING OF ENERGY CROPS, WOOD CHIPS AND VEGETATIVE DEBRIS. NATURAL GAS WILL BE USED FOR STARTUP SHUTDOWN AND FLAME STABILIZATION AND DURING A DISRUPTION IN THE BIOMASS SUPPLY. | THE ONLY SIGNIFICANT EMISSION UNITS ARE THE BIOMASS BOILER (EU 002) AND THE ETHANOL PRODUCTION PROCESS (EU 004). | 600 HP Emergency Equipment | 17.11 | Ultra-Low Sulfur Oil | 0 |  | One 600 hp diesel fire pump engine will be installed to provide firewater during power outages. This unit will fire ULSD fuel oil or natural gas and will be limited to 500 hours per year of operation. This unit will be operated no more than 100 hours per year for testing and maintenance purposes per 40 CFR 60, Subpart IIII. The engine will be designed to meet US EPAâ€™s emission standards listed in 40 CFR Part 60 Subpart IIII for model year 2009 or later. | Carbon Monoxide | Other - Compliance with thwe NSPS, Subpart IIII | (InOrganic Compounds) | 630-08-0 | P | See Pollutant Notes. | 2.6 | G/HP-H |  | BACT-PSD | NSPS | U | 0 | U | 0 |  |  | 0 |  |  | 0 | 0 | N |  | The emergency fire pump engine shall comply with the following emission limits and demonstrate compliance in accordance with the procedures given in NSPS 40 CFR 60, Subpart IIII. Manufacturer certification may be provided to the Department in lieu of actual testing.
FL-0332 | HIGHLANDS BIOREFINERY AND COGENERATION PLANT | HIGHLANDS ENVIROFUELS (HEF), LLC | HIGHLAND COUNTY | FL | 33852 | USA | BRADLEY KROHN | 813-425-5478 | BKROHN@USENVIROFUELS.COM | 4 | FL001 | FLORIDA DEPT. OF ENVIRONMENTAL PROTECTION | MR. DAVID READ | (850) 717-9000 | David.Read@dep.state.fl.us | KRIS LANH - RBLC COORDINATOR ( KRIS.LANH@DEP.STATE.FL.US ) DAVID REED - PERMIT ENGINEER FOR THIS PROJECT, EMAIL: DAVID.REED@DEP.STATE.FL.US PH. 850-717-9075 | PSD-FL-416, 0550063-001-AC | 2869 | 221119 | No FRS Number | 06/28/2011 &nbsp;ACT | 09/23/2011 &nbsp;ACT | 2012-05-17 | 2012-10-11 | U | http://appprod.dep.state.fl.us/air/emission/apds/listpermits.asp | THIS PROJECT INVOLVES THE CONSTRUCTION OF A SUGARCANE AND SWEET SORGHUM-TO-ETHANOL ADVANCED BIOREFINERY WITH A MAXIMUM ANNUAL ETHANOL (C2H5OH) PRODUCTION RATE OF 36 MILLION GALLONS PER YEAR (MGPY). THE CANE (I.E. THE SUGARCANE AND SORGHUM) WILL BE GROWN ON NEARBY FARMLAND. THE JUICE WILL BE SQUEEZED FROM THE FEEDSTOCK STALKS, FERMENTED, DISTILLED AND BLENDED TO MAKE A RANGE OF ETHANOL/GASOLINE PRODUCTS, INCLUDING E-85 (AN 85/15 ETHANOL/GASOLINE BLEND). THE LEFTOVER STALK FIBER (BAGASSE) WILL BE COMBUSTED IN A COGENERATION BIOMASS BOILER (458.5 MMBTU/HR ON A 24-HOUR BASIS) TO MAKE PROCESS STEAM AND UP TO 30 MEGAWATTS (MW, GROSS) OF ELECTRICITY. IN ADDITION TO BAGASSE, THE BOILER WILL USE SUPPLEMENTAL BIOMASS CONSISTING OF ENERGY CROPS, WOOD CHIPS AND VEGETATIVE DEBRIS. NATURAL GAS WILL BE USED FOR STARTUP SHUTDOWN AND FLAME STABILIZATION AND DURING A DISRUPTION IN THE BIOMASS SUPPLY. | THE ONLY SIGNIFICANT EMISSION UNITS ARE THE BIOMASS BOILER (EU 002) AND THE ETHANOL PRODUCTION PROCESS (EU 004). | 2000 KW Emergency Equipment | 17.11 |  | 0 |  | One emergency generator rated at 2,000 kW (2,682 HP) will be installed to provide backup electrical power in the event of a power outage at the HEF facility. The generator will fire ULSD fuel oil or natural gas and will be limited to 500 hours per year of operation during emergencies. The unit will be operated no more than 100 hours per year for testing and maintenance purposes per 40 CFR 60, Subpart IIII. The engine will be designed to meet US EPAâ€™s emission standards listed in 40 CFR Part 60 Subpart IIII for model year 2006 or later. | Carbon Monoxide | Other - Compliance with the NSPS, Subpart IIII | (InOrganic Compounds) | 630-08-0 | P | See Pollutant Notes. | 2.6 | GRAMS/HP-H |  | BACT-PSD | NSPS | U | 0 | U | 0 |  |  | 0 |  |  | 0 | 0 | N |  | The emergency generator shall comply with the following emission limits and demonstrate compliance in accordance with the procedures given in NSPS 40 CFR 60, Subpart IIII the language of which is given in Appendix IIII. Manufacturer certification can be provided to the Department in lieu of actual stack testing.
*MI-0435 | BELLE RIVER COMBINED CYCLE POWER PLANT | DTE ELECTRIC COMPANY | ST. CLAIR | MI | 48054 | USA | MATTHEW PAUL | 313-235-3374 | MATTHEW.PAUL@DTEENERGY.COM | 5 | MI001 | MICHIGAN DEPT OF ENVIRONMENTAL QUALITY | MS. CINDY SMITH | (517)284-6802 | SMITHC17@MICHIGAN.GOV | For technical questions regarding the permit, please contact the permit engineer, Mr. John Vial, at 517-284-6805 or at vialj@michigan.gov. Thank you. | 19-18 | 4911 | 221112 | Not Found | 06/22/2018 &nbsp;ACT | 07/16/2018 &nbsp;ACT | 2018-08-23 | 2018-08-24 | B |  | Natural gas combined-cycle power plant | The new combined cycle plant is proposed to be located near DTE's existing Belle River and St. Clair coal fired power plants. The three plants will be considered a single stationary source. It will have a capacity of 1,150 megawatts. | EUEMENGINE: Emergency engine | 17.11 | Diesel | 2 | MW | A nominal 2 MW diesel-fueled emergency engine with a model year of 2011 or later, and a displacement of <10 liters/cylinder. The engine is an EPA Tier 2 certified engine subject to NSPS IIII. | Carbon Monoxide | Unspecified | (InOrganic Compounds) | 630-08-0 | P | State of the art combustion design. | 2.6 | GRAMS/HP-H | HOURLY | BACT-PSD | NSPS , SIP | N | 0 | N | 0 |  |  | 0 |  |  | 0 | 0 | N
ID-0018 | LANGLEY GULCH POWER PLANT | IDAHO POWER COMPANY | PAYETTE | ID |  | USA |  | 2083885820 | TMAHLUM@IDAHOPOWER.COM | 10 | ID001 | IDAHO DEPT OF ENVIRONMENTAL QUALITY | MR. BILL ROGERS | (208)373-0437 | WILLIAM.ROGERS@DEQ.IDAHO.GOV |  | P-2009.0092 | 4911 | 221112 | UNKNOWN | 06/07/2009 &nbsp;ACT | 06/25/2010 &nbsp;ACT | 2010-08-09 | 2010-10-05 | A |  | ONE-ON-ONE COMBINED CYCLE PLANT CONSISTING OF (1) NATURAL GAS-FIRED COMBUSTION TURBINE (CT) AND (1) STEAM TURBINE. THE CT IS EQUIPPED WITH (1) HEAT RECOVERY STEAM GENERATOR (HRSG) AND DUCT BURNER. ANCILLARY EQUIPMENT INCLUDES (1) DIESEL-FIRED EMERGENCY GENERATOR, (1) DIESEL-FIRED FIRE PUMP, (1) WET COOLING TOWER, AND (6) DRY CHEMICAL STORAGE SILOS. |  | EMERGENCY GENERATOR ENGINE | 17.11 | DIESEL | 750 | KW | COMPRESSION IGNITION INTERNAL COMBUSTION (CI ICE) | Carbon Monoxide | Unspecified | (InOrganic Compounds) | 630-08-0 | P | TIER 2 ENGINE-BASED, GOOD COMBUSTION PRACTICES (GCP) | 2.6 | GRAMS/HP-H |  | BACT-PSD | NSPS | N | 0 |  | 0 |  |  | 0 |  |  | 0 | 0 | N
IL-0114 | CRONUS CHEMICALS, LLC | CRONUS CHEMICALS, LLC | DOUGLAS | IL | 60601 | USA | ERZIN ATAC | 312-863-8638 | ERZIN.ATAC@CRONUCHEM.COM | 5 | IL001 | ILLINOIS EPA, BUREAU OF AIR | MR. RAY PILAPIL | (217) 782-2113 | ray.pilapil@illinois.gov | Permit Writer: Bob Smet 217-785-9250 robert.smet@illinois.gov | 13060007 | 2873 | 325311 | 110055568522 | 02/14/2014 &nbsp;ACT | 09/05/2014 &nbsp;ACT | 2014-12-24 | 2016-05-05 | A | http://yosemite.epa.gov/r5/in_permt.nsf/6f1ebc583aad45448625763f0053e08e/02fa71769b748f8886257da2004e4f4f!OpenDocument | Plant will produce urea and ammonia, but ammonia production will be limited to a maximum of 3 months of the year (4,880 tpd urea and 2,789 tpd ammonia). |  | Emergency Generator | 17.11 | distillate fuel oil | 3755 | HP |  | Carbon Monoxide | Unspecified | (InOrganic Compounds) | 630-08-0 | P | Tier IV standards for non-road engines at 40 CFR 1039.102, Table 7. | 2.6 | GRAMS/HP-H |  | BACT-PSD |  | U | 0 | U | 0 |  |  | 0 |  |  | 0 | 0 | N
LA-0254 | NINEMILE POINT ELECTRIC GENERATING PLANT | ENTERGY LOUISIANA LLC | JEFFERSON | LA | 70094 | USA | CHRISTEE HERBERT | (504) 576-5699 | CHERBER@ENTERGY.COM | 6 | LA001 | LOUISIANA DEPARTMENT OF ENV QUALITY | MR. BRYAN D. JOHNSTON | (225)219-3450 | BRYAN.JOHNSTON@LA.GOV | PERMIT WRITER: CHRIS SMITH, (225) 219-3417 | PSD-LA-752 | 4911 | 221112 | 110002049328 | 09/14/2010 &nbsp;ACT | 08/16/2011 &nbsp;ACT | 2011-09-22 | 2011-12-12 | B |  | 1827 MW POWER PLANT (PRE-PROJECT). NATURAL GAS IS PRIMARY FUEL; NO. 2 &amp; NO. 4 FUEL OIL ARE SECONDARY FUELS. PROJECT INVOLVES DECOMMISSIONING OF 2 BOILERS AND THE CONSTRUCTION OF 2 COMBINED CYCLE GAS TURBINES WITH DUCT BURNERS, A NATURAL GAS-FIRED AUXILIARY BOILER, A DIESEL GENERATOR, 2 COOLING TOWERS, A FUEL OIL STORAGE TANK, A DIESEL-FIRED FIREWASTER PUMP, AND AN ANHYDROUS AMMONIA TANK. FUELS FOR THE TURBINES INCLUDE NATURAL GAS, NO. 2 FUEL OIL, AND ULTRA LOW SULFUR DIESEL. | APPLICATION ACCEPTED RECEIVED DATE = DATE OF ADMINISTRATIVE COMPLETENESS BACT FOR GREENHOUSE GASES (CO2E) FROM THE COMBINED CYCLE TURBINE GENERATORS (UNITS 6A & 6B) IS OPERATING PROPERLY AND PERFORMING NECESSARY ROUTINE MAINTENANCE, REPAIR, AND REPLACEMENT TO MAINTAIN THE GROSS HEAT RATE AT OR BELOW 7630 BTU/KW-HR (HHV) (ANNUAL AVERAGE). | EMERGENCY DIESEL GENERATOR | 17.11 | DIESEL | 1250 | HP |  | Carbon Monoxide | Unspecified | (InOrganic Compounds) | 630-08-0 | P | ULTRA LOW SULFUR DIESEL AND GOOD COMBUSTION PRACTICES | 2.6 | G/HP-H | ANNUAL AVERAGE | BACT-PSD | OPERATING PERMIT | U | 0 | U | 0 |  |  | 2.6 | G/HP-H | ANNUAL AVERAGE | 0 | 0 | N
FL-0356 | OKEECHOBEE CLEAN ENERGY CENTER | FLORIDA POWER & LIGHT | OKEECHOBEE | FL | 34972 | USA | JOHN HAMPP |  | JOHN.HAMPP@FPL.COM | 4 | FL001 | FLORIDA DEPT. OF ENVIRONMENTAL PROTECTION | MR. DAVID READ | (850) 717-9000 | David.Read@dep.state.fl.us | John Dawson, john.dawson@dep.state.fl.us, 850-717-9085 | 0930117-001-AC | 4911 | 221112 | Unknown | 09/25/2015 &nbsp;ACT | 03/09/2016 &nbsp;ACT | 2016-03-14 | 2016-07-06 | A | http://depedms.dep.state.fl.us:80/Oculus/servlet/shell?command=getEntity&[guid=75.93290.1]&[profile=Permitting_Authorization] | Fossil-fueled power plant, consisting of a 3-on-1 combined cycle unit and auxiliary equipment. The combined cycle unit consists of three GE 7HA.02 turbines, each with nominal generating capacity of 350 MW. The total generating capacity for the combined cycle unit is 1,600 MW. | Technical evaluation of project available at http://depedms.dep.state.fl.us/Oculus/servlet/shell?command=getEntity&[guid=75.89000.1]&[profile=Permitting_Authorization] | Three 3300-kW ULSD emergency generators | 17.11 | ULSD | 0 |  | BACT limits equal to NSPS Subpart IIII limits. Will use IIII certified engine. | Carbon Monoxide | Unspecified | (InOrganic Compounds) | 630-08-0 | P | Use of clean engine | 2.6 | G/BHP-H |  | BACT-PSD | NSPS | U | 0 | U | 0 |  |  | 0 |  |  | 0 | 0 | N
FL-0328 | ENI - HOLY CROSS DRILLING PROJECT | ENI U.S. OPERATING COMPANY, INC. |  | FL |  | USA |  |  |  | 4 | OT005 | EPA REGION IV | MS. KATY R. FORNEY | (404) 562-9130 | forney.kathleen@epa.gov |  | OCS-EPA-R4007 | 1382 | 211112 | Not Available | 10/20/2010 &nbsp;ACT | 10/27/2011 &nbsp;ACT | 2011-10-31 | 2016-04-14 | A | http://www.epa.gov/region4/air/permits/OCSPermits/EniOCS.html | The project, known as the Holy Cross Drilling Project, will mobilize the Pathfinder drillship, and support vessels to drill in the Gulf of Mexico, Lloyd Ridge lease block 411, to determine the presence of natural gas. The exploratory drilling activity will consist of two phases: the initial drilling phase and the well completion phase; the Pathfinder will complete both phases. The operation will last up to two years, and based on applicable permitting regulations, is a â€œtemporary sourceâ€ for PSD permitting purposes. | Sys Admin: (Will Remove Note on Completion) 2/24/16 Talked to Region 4 and they did not know each polt was to be listed separately. Editor, Andrew Porter, will go into this det and correct the problem. ==================================== | Main Propulsion Engines | 17.11 | Diesel | 0 |  | WÃ¤rtsilÃ¤ Vasa 18V32 LNE and WÃ¤rtsilÃ¤ Vasa 12V32 LNE model engines | Carbon Monoxide | Unspecified | (InOrganic Compounds) | 630-08-0 | P | Use of good combustion practices based on the current manufacturerâ€™s specifications for these engines, and additional enhanced work practice standards including an engine performance management system and the Diesel Engines with Turbochargers (DEWT) measurement system. | 2.6 | GRAMS/HP-H | 24-HOUR ROLLING | BACT-PSD |  | U | 0 | U | 0 |  |  | 0 |  |  | 0 | 0 | N
FL-0338 | SAKE PROSPECT DRILLING PROJECT | BHP BILLITON PETROLEUM, INC. |  | FL |  | USA |  |  |  | 4 | OT005 | EPA REGION IV | MS. KATY R. FORNEY | (404) 562-9130 | forney.kathleen@epa.gov |  | OCS-EPA-R4008 | 1381 | 211111 | NA | 03/10/2011 &nbsp;ACT | 05/30/2012 &nbsp;ACT | 2014-02-28 | 2016-05-04 | A | http://www.regulations.gov/#!documentDetail;D=EPA-R04-OAR-2012-0239-0037 | The facility consists of a mobile offshore drilling unit (MODU) using either the Transocean ultra-deepwater C.R. Luigs or the Transocean semisubmersible DD1 to conduct exploratory oil and natural gas drilling in lease blocks within the DeSoto Canyon area of the Gulf of Mexico. | The United States Environmental Protection Agency (EPA) issued this permit pursuant to section 328 of the CAA, 42 U.S.C. Â§ 7627, and the implementing OCS Air Regulations at 40 CFR part 55, which incorporate by reference the PSD Regulations at 40 CFR Â§ 52.21 and the title V Operating Permit Program at 40 CFR part 71. This permit is based upon application materials submitted to EPA by BHP Billiton Petroleum, Inc. (BHPB), dated October 14, 2010, February 9, 2011, September 30, 2011, October 14, 2011, December 21, 2011, January 18, 2012, supplemental submittals in the administrative record for this permit action, and upon the technical analysis performed by EPA. | Main Propulsion Engines - C.R. Luigs | 17.11 | Diesel | 5875 | hp | C.R. Luigs has 8 identical MAN B&W 9L32/40-47 5,875 hp diesel electric engines. | Carbon Monoxide | Unspecified | (InOrganic Compounds) | 630-08-0 | B | Use of good combustion practices based on the current manufacturerâ€™s specifications for these engines, and additional enhanced work practice standards including an engine performance management system and the Diesel Engines with Turbochargers measurement system, positive crankcase ventilation, turbocharger and aftercooler, and high pressure fuel injection with aftercooler. | 1.81 | GRAMS/HP-H | 24-HOUR ROLLING | BACT-PSD | OPERATING PERMIT | U | 0 | U | 0 |  |  | 0 |  |  | 0 | 0 | N
FL-0338 | SAKE PROSPECT DRILLING PROJECT | BHP BILLITON PETROLEUM, INC. |  | FL |  | USA |  |  |  | 4 | OT005 | EPA REGION IV | MS. KATY R. FORNEY | (404) 562-9130 | forney.kathleen@epa.gov |  | OCS-EPA-R4008 | 1381 | 211111 | NA | 03/10/2011 &nbsp;ACT | 05/30/2012 &nbsp;ACT | 2014-02-28 | 2016-05-04 | A | http://www.regulations.gov/#!documentDetail;D=EPA-R04-OAR-2012-0239-0037 | The facility consists of a mobile offshore drilling unit (MODU) using either the Transocean ultra-deepwater C.R. Luigs or the Transocean semisubmersible DD1 to conduct exploratory oil and natural gas drilling in lease blocks within the DeSoto Canyon area of the Gulf of Mexico. | The United States Environmental Protection Agency (EPA) issued this permit pursuant to section 328 of the CAA, 42 U.S.C. Â§ 7627, and the implementing OCS Air Regulations at 40 CFR part 55, which incorporate by reference the PSD Regulations at 40 CFR Â§ 52.21 and the title V Operating Permit Program at 40 CFR part 71. This permit is based upon application materials submitted to EPA by BHP Billiton Petroleum, Inc. (BHPB), dated October 14, 2010, February 9, 2011, September 30, 2011, October 14, 2011, December 21, 2011, January 18, 2012, supplemental submittals in the administrative record for this permit action, and upon the technical analysis performed by EPA. | Main Propulsion Engines - Development Driller 1 | 17.11 | Diesel | 0 |  | Development Driller 1 has eight identical 2002 Caterpillar Model 3612-DITA, 5096 hp diesel electric engines. | Carbon Monoxide | Unspecified | (InOrganic Compounds) | 630-08-0 | B | Use of good combustion practices based on the current manufacturerâ€™s specifications for these engines, and additional enhanced work practice standards including an engine performance management system, positive crankcase ventilation, turbocharger with aftercooler, and high pressure fuel injection with aftercooler. | 1.5 | GRAMS/HP-H | 24-HOUR ROLLING | BACT-PSD | OPERATING PERMIT | U | 0 | U | 0 |  |  | 0 |  |  | 0 | 0 | N
FL-0347 | ANADARKO PETROLEUM CORPORATION - EGOM | ANADARKO PETROLEUM CORPORATION |  | FL |  | USA |  |  |  | 4 | OT005 | EPA REGION IV | MS. KATY R. FORNEY | (404) 562-9130 | forney.kathleen@epa.gov |  | OCS-EPA-R4015 | 1381 | 211111 | NA | 08/12/2013 &nbsp;ACT | 09/16/2014 &nbsp;ACT | 2015-09-21 | 2016-07-06 | A | http://www.regulations.gov/contentStreamer?documentId=EPA-R04-OAR-2014-0487-0069&disposition=attachment&contentType=pdf | The facility consists of a mobile offshore drilling unit using the Transocean Discoverer Spirit and associated support vessels. The drilling sites are located east of longitude 87.5, west of the Military Mission Line (86Â°41' west longitude), at least 100 miles from the Louisiana shoreline, and at least 125 miles from the Florida shoreline. | The United States Environmental Protection Agency (EPA) issued this permit pursuant to section 328 of the CAA, 42 U.S.C. Â§ 7627, and the implementing OCS Air Regulations at 40 CFR part 55, which incorporate by reference the PSD regulations at 40 CFR Â§ 52.21 and the title V Operating Permit Program regulations at 40 CFR part 71. This permit is based upon application materials submitted to EPA by Anadarko Petroleum Corporation (Anadarko) dated December 26, 2012, March 27,2013, April 26,2013, May 3, 2013, and July 2, 2013; supplemental submittals and information in the administrative record for this permit action; and upon the technical analysis performed by EPA. | Main Propulsion Generator Diesel Engines | 17.11 | Diesel | 9910 | hp | Four 1998 Wartsila 18V32LNE 9910 hp and Two 1998 Wartsila 12V32LNE 6610 hp | Carbon Monoxide | Other - Parametric or Stack Test | (InOrganic Compounds) | 630-08-0 | B | Use of good combustion practices based on the most recent manufacturer's specifications issued for engines and with turbocharger, aftercooler, and high injection pressure | 0.6 | GRAMS/HP-H | ROLLING 24 HOUR AVERAGE | BACT-PSD | OPERATING PERMIT | U | 0 | U | 0 |  |  | 0 |  |  | 0 | 0 | N
*MD-0042 | WILDCAT POINT GENERATION FACILITY | OLD DOMINION ELECTRIC CORPORATION (ODEC) | CECIL | MD | 17563 | USA | DAVID N. SMITH | 8049684045 | DSMITH@ODEC.COM | 3 | MD001 | MARYLAND DEPARTMENT OF THE ENVIRONMENT | MR. WILLIAM PAUL | (410)537-3276 | bpaul@mde.state.md.us | WILLIAM PAUL 410-537-3276 BILL.PAUL@MARYLAND.GOV | CPCN CASE NO. 9327 | 4911 | 221119 | 110062854834 | 04/08/2014 &nbsp;ACT | 04/08/2014 &nbsp;ACT | 2015-07-31 | 2018-03-23 | A |  | 1000 MEGAWATT COMBINED CYCLE NATURAL GAS-FIRED POWER PLANTFACILITY-WIDE PM10 EMISSION LIMIT = 278 TONS/YR FACILITY-WIDE PM2.5 EMISSION LIMIT = 272 TONS/YR FACILITY-WIDE SAM EMISSION LIMIT = 96 TONS/YR FACILITY-WIDE CO2E EMISSION LIMIT = 3,498,026 TONS/YR | FACILITY-WIDE PM10 EMISSION LIMIT = 278 TONS/YR FACILITY-WIDE PM2.5 EMISSION LIMIT = 272 TONS/YR FACILITY-WIDE SAM EMISSION LIMIT = 96 TONS/YR FACILITY-WIDE CO2E EMISSION LIMIT = 3,498,026 TONS/YR | EMERGENCY GENERATOR 1 | 17.11 | ULTRA LOW SULFU DIESEL | 2250 | KW | 40 CFR 60 SUBPART IIII, ULTRA LOW-SULFUR DIESEL FUEL, GOOD COMBUSTION PRACTICES | Carbon Monoxide | Unspecified | (InOrganic Compounds) | 630-08-0 | P | USE OF ULSD FUEL, GOOD COMBUSTION PRACTICES AND HOURS OF OPERATION LIMITED TO 100 HOURS PER YEAR | 2.6 | G/HP-H |  | BACT-PSD | NSPS |  | 0 |  | 3.49 | G/KW-H |  | 0 |  |  | 0 | 0 | N |  | NSPS 40 CFR 60 SUBPART IIII
CA-1191 | VICTORVILLE 2 HYBRID POWER PROJECT | CITY OF VICTORVILLE | SAN BERNARDINO | CA | 92394 | USA | JOHN B. ROBERTS |  |  | 9 | OT010 | EPA REGION IX | MR. GERARDO RIOS | (415)972-3974 | rios.gerardo@epa.gov |  | SE 07-02 | 4911 | 221112 | 110040578862 | 06/13/2007 &nbsp;ACT | 03/11/2010 &nbsp;ACT | 2012-11-07 | 2017-12-14 | A | http://www.epa.gov/region9/air/permit/r9-permits-issued.html | 563 MW power plant comprised of a hybrid of natural gas-fired combined cycle generating equipment integrated with solar thermal components |  | EMERGENCY ENGINE | 17.11 | DIESEL | 2000 | KW | 2000 KW (2,683 hp) engine | Carbon Monoxide | EPA/OAR Mthd 10 | (InOrganic Compounds) | 630-08-0 | N | z OPERATIONAL RESTRICTION OF 50 HR/YR | 2.6 | GRAMS/HP-H |  | BACT-PSD |  | U | 0 | U | 2.6 | G/HP-H |  | 0 |  |  | 0 | 0 | N
*AK-0084 | DONLIN GOLD PROJECT | DONLIN GOLD LLC. | BETHEL CENSUS AREA | AK | 99575 | USA | STAN FOO | 907-273-0200 | SFOO@DONLINGOLD.COM | 10 | AK001 | ALASKA DEPT OF ENVIRONMENTAL CONS | MR. JIM PLOSAY | (907) 465-5103 | JOHN.KUTERBACH@ALASKA.GOV | AK DEC DIV. OF AIR QUALITY 410 WILLOUGHBY AVE. SUITE 303 JUNEAU, AK 99801 | AQ0934CPT01 | 1041 | 212221 | Not Entered | 10/15/2015 &nbsp;ACT | 06/30/2017 &nbsp;ACT | 2018-06-21 | 2018-06-22 | A | http://dec.alaska.gov/Applications/Air/airtoolsweb/Home/ViewAttachment/16763360/d1h2U6BIY-j857LFU-WYmw2 | The Donlin Gold Project is a gold mine located 12 miles north of Crooked Creek, Alaska on the Kuskokwim River, about 280 miles northwest of Anchorage. The deposit has proven and probable reserves estimated at 33.9 million ounces of gold at 2.1 g/t and could produce up to 1.5 million ounces annually. SIC Code 1041; NAICS Code 212221. |  | Twelve (12) Large ULSD/Natural Gas-Fired Internal Combustion Engines | 17.11 | Diesel and Natural Gas | 143.5 | MMBtu/hr | Twelve 17-MW Wartsila 18V50DF ULSD/Natural Gas-Fired Internal Combustion Engines. Each engine rated at: 143.5 MMBtu/hr on ULSD 141.4 MMBtu/hr on natural gas | Carbon Monoxide | Unspecified | (InOrganic Compounds) | 630-08-0 | B | z Oxidation Catalyst and Maintain Good Combustion Practices | 0.13 | GRAMS/HP-H | 3-HOUR AVERAGE | BACT-PSD |  | U | 90 | U | 0.12 | G/KW-HR (NATURAL GAS | 3-HOUR AVERAGE | 0 |  |  | 0 | 0 | N |  | Potential CO emissions of 29.2 tpy for each engine (EU 1-12).
*PA-0311 | MOXIE FREEDOM GENERATION PLANT | MOXIE FREEDOM LLC | LUZERNE | PA | 18603 | USA |  |  |  | 3 | PA001 | PENNSYLVANIA DEPT OF ENVIRONMENTAL PROTECTION, BUREAU OF AIR QUALITY | MR. ROBERT COOK | (717)772-3974 | rwcook@pa.gov |  | 40-00129A | 4911 | 221112 | 110064098541 | 10/06/2014 &nbsp;ACT | 09/01/2015 &nbsp;ACT | 2017-07-28 | 2017-07-31 | A |  | The Project is for the construction and operation of two identical 1 x 1 power blocks, each consisting of a combustion gas turbine (CGT or CT) and a steam turbine (ST) configured in single shaft alignment, where each CT and ST train share one common electric generator. The turbines to be used for this project are Two General Electric (GE) 7HA.02 CTs, each in 1 x 1 single shaft combined- cycle power islands. Each CT and duct burner will exclusively fire pipeline-quality natural gas. The HRSGs will be equipped with selective catalytic reduction (SCR) to minimize nitrogen oxide (NOx) emissions and oxidation catalysts to minimize carbon monoxide (CO) and volatile organic compound (VOC) emissions from the CTs and DBâ€™s. The Project will also include several pieces of ancillary equipment. The list of equipment includes: One fuel gas dew-point heater - natural gas fired, common for all CTs Two CT inlet evaporative coolers - one for each CT (not emissions sources) Two air-cooled condensers (ACCs) - one for each HRSG (not emissions sources) One auxiliary boiler, natural gas-fired One diesel engine powered emergency generator One diesel engine powered fire water pump Diesel fuel, lubricating oil, and aqueous ammonia storage tanks The project once operational will produce 1050 MW Electric Generation |  | Emergency Generator | 17.11 |  | 0 |  | Sulfur content of the diesel fuel combusted by the emergency diesel generator shall not exceed 15 ppm. Shall maintain and operate the source in accordance with good engineering practice. | Carbon Monoxide | Unspecified | (InOrganic Compounds) | 630-08-0 | N |  | 0.26 | G/HP-HR |  | BACT-PSD | NSPS | U | 0 | U | 0.083 | TPY | 12-MONTH ROLLING BASIS | 0 |  |  | 0 | 0 | N
*PA-0309 | LACKAWANNA ENERGY CTR/JESSUP | LACKAWANNA ENERGY CENTER, LLC | LACKAWANNA | PA | 18434 | USA |  |  |  | 3 | PA001 | PENNSYLVANIA DEPT OF ENVIRONMENTAL PROTECTION, BUREAU OF AIR QUALITY | MR. ROBERT COOK | (717)772-3974 | rwcook@pa.gov |  | 35-00069A | 4911 | 221112 | 110069993385 | 07/11/2014 &nbsp;ACT | 12/23/2015 &nbsp;ACT | 2017-07-18 | 2017-07-20 | A |  | This plan approval is for the construction and temporary operation of three (3) identical General Electric Model 7HA.02 natural gas fired combustion turbines and heat recovery steam generator with duct burners (CT/HRSG). Each CT/HRSG combined-cycle process block includes one (1) combustion gas turbine and one (1) heat recovery steam generator with duct burners with all three (3) CT/HRSG sharing one (1) steam turbine. The entire power block is rated at 1,500 MW. Additional equipment includes: one (1) 2,000 kW diesel-fired emergency generator one (1) 315 HP diesel-fired emergency fire water pump one (1) 184.8 MM BTU/hr natural gas fired boiler one (1) 12 MMBTU/hr natural gas fuel gas heater two (2) Diesel fuel storage tanks four (4) lubricating oil tanks one (1) aqueous ammonia storage tank |  | 2000 kW Emergency Generator | 17.11 | Ultra-low sulfur Diesel | 0 |  | To allow maintenance of vital plant loads during power outages or maintenance of the switchyard. | Carbon Monoxide | Unspecified | (InOrganic Compounds) | 630-08-0 | N |  | 0.5 | GRAMS/HP-H |  | BACT-PSD |  | U | 0 | U | 0.089 | TONS | 12-MONTH ROLLING BASIS | 0 |  |  | 0 | 0 | N
*PA-0311 | MOXIE FREEDOM GENERATION PLANT | MOXIE FREEDOM LLC | LUZERNE | PA | 18603 | USA |  |  |  | 3 | PA001 | PENNSYLVANIA DEPT OF ENVIRONMENTAL PROTECTION, BUREAU OF AIR QUALITY | MR. ROBERT COOK | (717)772-3974 | rwcook@pa.gov |  | 40-00129A | 4911 | 221112 | 110064098541 | 10/06/2014 &nbsp;ACT | 09/01/2015 &nbsp;ACT | 2017-07-28 | 2017-07-31 | A |  | The Project is for the construction and operation of two identical 1 x 1 power blocks, each consisting of a combustion gas turbine (CGT or CT) and a steam turbine (ST) configured in single shaft alignment, where each CT and ST train share one common electric generator. The turbines to be used for this project are Two General Electric (GE) 7HA.02 CTs, each in 1 x 1 single shaft combined- cycle power islands. Each CT and duct burner will exclusively fire pipeline-quality natural gas. The HRSGs will be equipped with selective catalytic reduction (SCR) to minimize nitrogen oxide (NOx) emissions and oxidation catalysts to minimize carbon monoxide (CO) and volatile organic compound (VOC) emissions from the CTs and DBâ€™s. The Project will also include several pieces of ancillary equipment. The list of equipment includes: One fuel gas dew-point heater - natural gas fired, common for all CTs Two CT inlet evaporative coolers - one for each CT (not emissions sources) Two air-cooled condensers (ACCs) - one for each HRSG (not emissions sources) One auxiliary boiler, natural gas-fired One diesel engine powered emergency generator One diesel engine powered fire water pump Diesel fuel, lubricating oil, and aqueous ammonia storage tanks The project once operational will produce 1050 MW Electric Generation |  | Fire Pump Engine | 17.11 | diesel | 0 |  | Sulfur content of the diesel fuel combusted by the fire engine pump shall not exceed 15 ppm. Shall maintain and operate the source in accordance with good engineering practice. | Carbon Monoxide | Unspecified | (InOrganic Compounds) | 630-08-0 | N |  | 1 | G/HP-HR |  | BACT-PSD | NSPS | U | 0 | U | 0.28 | TPY | 12-MOTH ROLLING BASIS | 0 |  |  | 0 | 0 | N
AL-0301 | NUCOR STEEL TUSCALOOSA, INC. | NUCOR STEEL TUSCALOOSA, INC. | TUSCALOOSA | AL | 35404 | USA | ERIC LARMORE | 2055621132 | ERIC.LARMORE@NUCOR.COM | 4 | AL001 | ALABAMA DEPT OF ENVIRONMENTAL MGMT | MR. DALE HURST | (334) 271-7882 | ADH@ADEM.STATE.AL.US |  | 413-0033-X014 - X020 | 3312 | 331111 | 110042026170 | 03/19/2014 &nbsp;ACT | 07/22/2014 &nbsp;ACT | 2015-05-11 | 2016-06-08 | D |  | STEEL MILL ADDING 2ND BAGHOUSE TO EAF, AUSTENITIZING FURNACE, TEMPERING FURNACE, VACUUM DEGASSER, PLASMA TORCHES, AND EMERGENCY GENERATORS | ADDING 2ND BAGHOUSE TO EAF, AUSTENITIZING FURNACE, TEMPERING FURNACE, VACUUM DEGASSER, PLASMA TORCHES, AND EMERGENCY GENERATORS | DIESEL FIRED EMERGENCY GENERATOR | 17.11 | DIESEL | 800 | HP |  | Carbon Monoxide | EPA/OAR Mthd 10 | (InOrganic Compounds) | 630-08-0 | N |  | 2.5 | g/hp-hr |  | BACT-PSD | NSPS , MACT | N | 0 | N | 0 |  |  | 0 |  |  | 0 | 0 | N
PR-0009 | ENERGY ANSWERS ARECIBO PUERTO RICO RENEWABLE ENERGY PROJECT | ENERGY ANSWERS ARECIBO, LLC | ARECIBO | PR |  | USA | MARK GREEN | (347)-351-5248 |  | 2 | OT003 | EPA REGION II | MR. FRANK JON | (212)637-4085 | jon.frank@epa.gov | Ms. Viorica Petriman petriman.viorica@epa.gov | R2-PSD 1 | 4953 | 221119 | FRL-9911-10-Region 2 | 11/11/2012 &nbsp;ACT | 04/10/2014 &nbsp;ACT | 2014-10-14 | 2016-05-05 | A |  | Energy Answers Arecibo is a new resource recovery facility capable of producing up to 77 megawatts (MW) of electrical power while combusting municipal solid waste, as the primary fuel. | This is a PSD permit for a new/greenfield facility. | Emergency Diesel Generator | 17.11 | ULSD Fuel oil # 2 | 0 |  | Emergency Generator is rated at 670 BHP and is limited to 500 hr per year (emergency and testing and maintenance, combined) | Carbon Monoxide | Unspecified | (InOrganic Compounds) | 630-08-0 | N |  | 2.6 | G/BHP-H |  | BACT-PSD |  | U | 0 | U | 3.86 | LB/H |  | 0 |  |  | 0 | 0 | N
AK-0076 | POINT THOMSON PRODUCTION FACILITY | EXXON MOBIL CORPORATION | NORTH SLOPE | AK |  | USA | MATT REILLE | 907 929 4108 | MATTHEW.R.REILE@EXXONMOBIL.COM | 10 | AK001 | ALASKA DEPT OF ENVIRONMENTAL CONS | MR. JIM PLOSAY | (907) 465-5103 | JOHN.KUTERBACH@ALASKA.GOV |  | AQ1201CPT01 | 1382 | 211111 | Not Available | 04/09/2012 &nbsp;ACT | 08/20/2012 &nbsp;ACT | 2012-08-23 | 2013-05-30 | A |  | OIL GAS EXPLORATION AND PRODUCTION FACILITY | ESTABLISH A NEW FACILITY IN THE NORTH SLOPE OF ALASKA | Combustion of Diesel by ICEs | 17.11 | ULSD | 1750 | kW | Diesel-fired generators | Carbon Monoxide | Unspecified | (InOrganic Compounds) | 630-08-0 | N |  | 2.6 | GRAMS/HP-H |  | BACT-PSD | NSPS | U | 0 | U | 0 |  |  | 0 |  |  | 0 | 0 | N
CA-1212 | PALMDALE HYBRID POWER PROJECT | CITY OF PALMDALE | LOS ANGELES | CA | 93535 | USA | STEVE WILLIAMS |  |  | 9 | OT010 | EPA REGION IX | MR. GERARDO RIOS | (415)972-3974 | rios.gerardo@epa.gov |  | SE 09-01 | 4911 | 221112 |  | 08/19/2011 &nbsp;ACT | 10/18/2011 &nbsp;ACT | 2012-11-11 | 2014-01-27 | A | http://www.epa.gov/region9/air/permit/r9-permits-issued.html | 570 MW NATURAL GAS FIRED COMBINED CYCLE POWER PLANT WITH AN INTEGRATED 50 MW SOLAR THERMAL PLANT | NOTE: FINAL PSD PERMIT ISSUED ON 11/18/2011. PERMIT APPEALED TO THE ENVIRONMENTAL APPEALS BOARD, AND EAB DENIED REVIEW OF THIS APPEAL ON 9/17/2012. PETITIONER FILED A PETITION FOR REVIEW WITH THE 9TH CIRCUIT FEDERAL COURT. THIS COURT CASE WAS DISMISSED ON 10/28/2013. | EMERGENCY IC ENGINE | 17.11 | DIESEL | 2683 | HP | UNIT IS 2000 KW. | Carbon Monoxide | EPA/OAR Mthd 10 | (InOrganic Compounds) | 630-08-0 | N |  | 2.6 | GRAMS/HP-H |  | BACT-PSD |  | U | 0 | U | 2.6 | G/HP-H |  | 0 |  |  | 0 | 0 | N
FL-0322 | SWEET SORGHUM-TO-ETHANOL ADVANCED BIOREFINERY | SOUTHEAST RENEWABLE FUELS (SRF), LLC | HENDRY COUNTY | FL | 33440 | USA | DON MARKLEY | 954-492-1588 | DMARKLEY@SERENEWABLE.COM | 4 | FL001 | FLORIDA DEPT. OF ENVIRONMENTAL PROTECTION | MR. DAVID READ | (850) 717-9000 | David.Read@dep.state.fl.us | Alvaro Linero, P.E. Administrator alvaro.linero@dep.state.fl.us Phone: 850-717-9076 David Read, Engineer david.read@dep.state.fl.us Phone: 850-717-9075 Teresa Heron, Engineer teresa.heron@dep.state.fl.us phone: 850-717-9082 | PSD-FL-412 (0510032-001-AC) | 2869 | 325193 | Not Applicable | 03/19/2010 &nbsp;ACT | 12/23/2010 &nbsp;ACT | 2011-01-31 | 2011-07-06 | A | http://www.dep.state.fl.us/Air/emission/bioenergy/southern_renewables.htm | The SRF facility will be located just East of County Road (CR) 835 at the intersection with Hill Grade Road and approximately 13 miles south southwest of Clewiston/Lake Okeechobee in Hendry County. Hendry County is bounded by Lee County to the west, Glades County to the north, Collier County to the south, Palm Beach County to the east and Broward County to the southeast. Lake Okeechobee is located immediately northeast of Hendry County. The Big Cypress Seminole Indian Reservation is located approximately 18 miles south southeast of the site entrance. Most of Hendry County is agricultural. | The applicant proposes to construct a sweet sorghum-to-ethanol advanced biorefinery with a capacity of 22.11 million gallons per year (MGPY). The sweet sorghum will be grown on adjacent farmland. The sweet sorghum juice will be squeezed from the sorghum stalks, fermented, distilled and blended to make a range of ethanol/gasoline products. The leftover stalk fiber (bagasse) and other parts of the plant (harvest field residue) will be combusted in a cogeneration biomass boiler to make process steam and up to 30 megawatts (MW, gross) of electricity. The applicant also plans to use sweet sorghum molasses in the ethanol process when sweet sorghum is not available. Wood and yard waste will be used as a backup and supplemental fuel for the biomass boiler. | Emergency Generators, Two 2682 HP EA | 17.11 | ULSD | 0 |  | Two emergency generators, each rated at 2,000 kW, will be installed to provide backup electrical power in the event of a power outage at the SRF facility. The engines will fire ULSD fuel oil or propane and each will be limited to 500 hours per year of operation during emergencies. Each unit will be operated no more than 100 hours per year for testing and maintenance purposes per 40 CFR 60, Subpart IIII. Each engine will be designed to meet USEPAâ€™s emission standards listed in 40 CFR Part 60 Subpart IIII for model year 2006 or later. | Carbon Monoxide | Other - Manufacturer Certification | (InOrganic Compounds) | 630-08-0 | N |  | 2.6 | GRAMS/HP-H |  | BACT-PSD |  | U | 0 | N | 0 |  |  | 0 |  |  | 0 | 0 | N |  | Each emergency generator shall comply with the emission limit and demonstrate compliance in accordance with the procedures given in NSPS 40 CFR 60, Subpart IIII the language of which is given in Appendix IIII. Manufacturer certification can be provided to the Department in lieu of actual stack testing.
IA-0095 | TATE & LYLE INDGREDIENTS AMERICAS, INC. |  | WEBSTER | IA | 50501 | USA | JOHN DENT | 2174212655 | JOHN.DENT@TATEANDLYLE.COM | 7 | IA001 | IOWA DEPARTMENT OF NATURAL RESOURCES AIR QUALITY | MR. GARY SMITH | (515) 725-9563 | GARY.SMITH@DNR.IOWA.GOV |  | PROJECT 08-126 | 2046 | 111150 | UNKNOWN | 07/01/2008 &nbsp;EST | 09/19/2008 &nbsp;ACT | 2008-09-29 | 2009-01-30 | A |  | CORN WET MILL |  | EMERGENCY GENERATOR | 17.11 | DIESEL | 700 | KW |  | Carbon Monoxide | Unspecified | (InOrganic Compounds) | 630-08-0 | N |  | 2.6 | GRAMS/HP-H | AVERAGE OF THREE STACK TEST RUNS | BACT-PSD | NSPS | U | 0 | U | 1.35 | T/YR | 12-MONTH ROLLING TOTAL | 0 |  |  | 0 | 0 | N
IA-0095 | TATE & LYLE INDGREDIENTS AMERICAS, INC. |  | WEBSTER | IA | 50501 | USA | JOHN DENT | 2174212655 | JOHN.DENT@TATEANDLYLE.COM | 7 | IA001 | IOWA DEPARTMENT OF NATURAL RESOURCES AIR QUALITY | MR. GARY SMITH | (515) 725-9563 | GARY.SMITH@DNR.IOWA.GOV |  | PROJECT 08-126 | 2046 | 111150 | UNKNOWN | 07/01/2008 &nbsp;EST | 09/19/2008 &nbsp;ACT | 2008-09-29 | 2009-01-30 | A |  | CORN WET MILL |  | FIRE PUMP ENGINE | 17.11 | DIESEL | 575 | HP |  | Carbon Monoxide | Unspecified | (InOrganic Compounds) | 630-08-0 | N |  | 2.6 | GRAMS/HP-H | AVERAGE OF THREE STACK TEST RUNS | BACT-PSD | NSPS | U | 0 | U | 0.83 | T/YR | 12-MONTH ROLLING TOTAL | 0 |  |  | 0 | 0 | N
AK-0082 | POINT THOMSON PRODUCTION FACILITY | EXXON MOBIL CORPORATION | USA | AK |  | USA | MATT REILE | 907 929 4108 | MATTHEW.R.REILE@EXXONMOBIL.COM | 10 | AK001 | ALASKA DEPT OF ENVIRONMENTAL CONS | MR. JIM PLOSAY | (907) 465-5103 | JOHN.KUTERBACH@ALASKA.GOV |  | AQ1201CPT03 | 1382 | 211111 | 110058932561 | 12/13/2013 &nbsp;ACT | 01/23/2015 &nbsp;ACT | 2015-01-28 | 2016-02-19 | C | http://dec.alaska.gov/Applications/Air/airtoolsweb/Home/ViewAttachment/16685549/QXjhK6BJvK3h8EByjhru7Q2 | OIL GAS EXPLORATION AND PRODUCTION FACILITY. | Revise Existing RBLC ID AK-0076 to include pollutants: PM-10 and VOC which now trigger PSD. | Emergency Camp Generators | 17.11 | Ultra Low Sulfur Diesel | 2695 | hp | Three 2,695 hp ULSD-fired Standby Camp Generator Engines. | Carbon Monoxide | Unspecified | (InOrganic Compounds) | 630-08-0 | N |  | 2.6 | GRAMS/HP-H |  | BACT-PSD |  | U | 0 | U | 0 |  |  | 0 |  |  | 0 | 0 | N
AK-0082 | POINT THOMSON PRODUCTION FACILITY | EXXON MOBIL CORPORATION | USA | AK |  | USA | MATT REILE | 907 929 4108 | MATTHEW.R.REILE@EXXONMOBIL.COM | 10 | AK001 | ALASKA DEPT OF ENVIRONMENTAL CONS | MR. JIM PLOSAY | (907) 465-5103 | JOHN.KUTERBACH@ALASKA.GOV |  | AQ1201CPT03 | 1382 | 211111 | 110058932561 | 12/13/2013 &nbsp;ACT | 01/23/2015 &nbsp;ACT | 2015-01-28 | 2016-02-19 | C | http://dec.alaska.gov/Applications/Air/airtoolsweb/Home/ViewAttachment/16685549/QXjhK6BJvK3h8EByjhru7Q2 | OIL GAS EXPLORATION AND PRODUCTION FACILITY. | Revise Existing RBLC ID AK-0076 to include pollutants: PM-10 and VOC which now trigger PSD. | Fine Water Pumps | 17.11 | Ultra Low Sulfur Diesel | 610 | hp | Two ULSD-fired 610 hp Fine Water Pumps | Carbon Monoxide | Unspecified | (InOrganic Compounds) | 630-08-0 | N |  | 2.6 | GRAMS/HP-H |  | BACT-PSD |  | U | 0 | U | 0 |  |  | 0 |  |  | 0 | 0 | N
AK-0082 | POINT THOMSON PRODUCTION FACILITY | EXXON MOBIL CORPORATION | USA | AK |  | USA | MATT REILE | 907 929 4108 | MATTHEW.R.REILE@EXXONMOBIL.COM | 10 | AK001 | ALASKA DEPT OF ENVIRONMENTAL CONS | MR. JIM PLOSAY | (907) 465-5103 | JOHN.KUTERBACH@ALASKA.GOV |  | AQ1201CPT03 | 1382 | 211111 | 110058932561 | 12/13/2013 &nbsp;ACT | 01/23/2015 &nbsp;ACT | 2015-01-28 | 2016-02-19 | C | http://dec.alaska.gov/Applications/Air/airtoolsweb/Home/ViewAttachment/16685549/QXjhK6BJvK3h8EByjhru7Q2 | OIL GAS EXPLORATION AND PRODUCTION FACILITY. | Revise Existing RBLC ID AK-0076 to include pollutants: PM-10 and VOC which now trigger PSD. | Bulk Tank Generator Engines | 17.11 | Ultra Low Sulfur Diesel | 891 | hp | Two ULSD-fired 891 hp Bulk Tank Storage Area Generator Engines | Carbon Monoxide | Unspecified | (InOrganic Compounds) | 630-08-0 | N |  | 2.6 | GRAMS/HP-H |  | BACT-PSD |  | U | 0 | U | 0 |  |  | 0 |  |  | 0 | 0 | N
OK-0129 | CHOUTEAU POWER PLANT | ASSOCIATED ELECTRIC COOPERATIVE INC | MAYES | OK | 74362 | USA |  |  |  | 6 | OK001 | OKLAHOMA DEPARTMENT OF ENVIRONMENTAL QUALITY | MR. LEE WARDEN | (405)702-4182 | LEE.WARDEN@DEQ.OK.GOV |  | 2007-115-C(M-1)PSD | 4911 | 221112 | 4009700017 | 06/19/2008 &nbsp;ACT | 01/23/2009 &nbsp;ACT | 2009-11-20 | 2010-02-18 | B |  |  |  | EMERGENCY DIESEL GENERATOR (2200 HP) | 17.11 | LOW SULFUR DIESEL | 2200 | HP |  | Carbon Monoxide | Unspecified | (InOrganic Compounds) | 630-08-0 | N |  | 2.6 | g/hp-hr |  | BACT-PSD | NSPS | U | 0 | U | 3.5 | G/KW-H | NSPS | 0 |  |  | 0 | 0 | N
*PA-0310 | CPV FAIRVIEW ENERGY CENTER | CPV FAIRVIEW, LLC | CAMBRIA | PA |  | USA |  |  |  | 3 | PA001 | PENNSYLVANIA DEPT OF ENVIRONMENTAL PROTECTION, BUREAU OF AIR QUALITY | MR. ROBERT COOK | (717)772-3974 | rwcook@pa.gov |  | 11-00536A | 4911 | 221112 | 110064823721 | 09/15/2015 &nbsp;ACT | 09/02/2016 &nbsp;ACT | 2017-07-18 | 2017-07-31 | A |  | This plan approval authorizes CPV Fairview, LLC to construct and temporarily operate the Fairview Energy Center. Air contamination sources and air cleaning devices authorized for construction and temporary operation under this plan approval include: A combined cycle electric generating unit consisting of two (2) General Electric (&quot;GE&quot;) 7HA.02 &quot;H&quot;-class combustion turbines each with maximum fuel type-based heat input of 3,338-MMBtu/hr (natural gas), 3,274-MMBtu/hr (ULSD), 3,199 MMBtu/hr (ethane blend), and equipped with dry low-NOx combustors and evaporative turbine intake cooling; two (2) heat recovery steam generators (HRSGs) each equipped with a low-NOx duct burner with maximum heat input of 425-MMBtu/hr, and a common steam turbine generator. Exhaust emissions from each combined cycle electric generating unit will be controlled by oxidation catalyst and selective catalytic reduction (SCR). - One (1) up to 12-cell mechanical draft wet cooling tower with high-efficiency drift eliminator. - One (1) natural gas-fired auxiliary boiler with maximum heat input of 92.4 MMBtu/hr. - One (1) natural gas-fired dew point heater with maximum heat input of 12.8 MMBtu/hr. - One (1) natural gas-fired dew point heater with maximum heat input of 3.2 MMBtu/hr. - Two (2) 1,500-ekW diesel-fired emergency genset engines. - One (1) 422-bhp diesel-fired fire water pump engine. - One (1) 1,000,000-gallon ULSD storage tank. - Eight (8) sulfur hexafluoride (SF6) circuit breakers. - Plant roadways. - Natural gas and ethane blend piping components. |  | Emergency Generator Engines | 17.11 | ULSD | 0 |  | (2) 1500 kW emergency diesel genset. Emission limitations are for each genset and fuel is restricted to ULSD (15 ppm) and each is restricted to 100 hrs on a 12-month rolling basis. | Carbon Monoxide | Unspecified | (InOrganic Compounds) | 630-08-0 | N |  | 2.61 | G/BHP-HR |  | BACT-PSD | NSPS | U | 0 | U | 0 |  |  | 0 |  |  | 0 | 0 | N

## PM
RBLCID | FACILITY_NAME | CORPORATE_OR_COMPANY_NAME | FACILITY_COUNTY | FACILITY_STATE | FACILITY_ZIP_CODE | FACILITY_COUNTRY | FACILTY_CONTACT_NAME | FACILITY_PHONE | FACILITY_CONTACT_EMAIL | EPA_REGION | AGENCY_CODE | AGENCY_NAME | AGENCY_CONTACT | AGENCY_PHONE | AGENCY_EMAIL | OTHER_AGENCY_CONTACT_INFO | PERMIT_NUM | SIC_CODE | NAICS_CODE | FACILITY_REGISTRY_SYSTEM_NUMBER | COMPLETE_APPLICATION_DATE | PERMIT_ISSUANCE_DATE | DATE_DETERMINATION_ENTERED_INTO_RBLC | DATE_DETERMINATION_LAST_UPDATED | PERMIT_TYPE | PERMIT_URL | FACILITY_DESCRIPTION | PERMIT_NOTES | PROCESS_NAME | PROCCESS_TYPE | PRIMARY_FUEL | THROUGHPUT | THROUGHPUT_UNIT | PROCESS_NOTES | POLLUTANT | TESTMETHOD | POLLUTANT_GROUP(S) | CAS_NUMBER | CONTROL_METHOD_CODE | CONTROL_METHOD_DESCRIPTION | EMISSION_LIMIT_1 | EMISSION_LIMIT_1_UNIT | EMISSION_LIMIT_1_AVG_TIME_CONDITION | CASE-BY-CASE_BASIS | OTHER_ APPLICABLE_REQUIREMENTS | OTHER_FACTORS | PERCENT_EFFICIENCY | COMPLIANCE_VERIFIED | EMISSION_LIMIT_2 | EMISSION_LIMIT_2_UNIT | EMISSION_LIMIT_2_AVGERAGE_TIME_CONDITION | STANDARAD_EMISSION_LIMIT | STANDARD_EMISSION_LIMIT_UNIT | STANDARD_LIMIT_AVERAGE_TIME_CONDITION | COST_EFFECTIVENESS | INCREMENTAL_COST_EFFECTIVENESS | Cost_Verified | DOLLAR_YEAR_USED_IN_COST_ESTIMATES | POLLUTANT_COMPLIANCE_NOTES
MI-0421 | GRAYLING PARTICLEBOARD | ARAUCO NORTH AMERICA | CRAWFORD | MI | 49738 | USA | RICH WEBER | 803-431-2046 | RICH.WEBER@ARAUCO-NA.COM | 5 | MI001 | MICHIGAN DEPT OF ENVIRONMENTAL QUALITY | MS. CINDY SMITH | (517)284-6802 | SMITHC17@MICHIGAN.GOV | Please contact the permit engineer, Mr. Andrew Drury, at 517-284-6792 or at drurya@michigan.gov for technical questions related to the permit. Thank you. | 59-16 | 2493 | 321219 | Not Found | 06/30/2016 &nbsp;ACT | 08/26/2016 &nbsp;ACT | 2017-01-27 | 2017-07-20 | A |  | Particleboard manufacturing |  | Emergency Diesel Generator Engine (EUEMRGRICE in FGRICE) | 17.11 | Diesel | 500 | H/YR | One emergency diesel generator engine rated at 1600 kW (EUEMRGRICE in FGRICE). | Particulate matter, filterable (FPM) | Unspecified | (Particulate Matter (PM)) | PM | P | Certified engines, good design, operation and combustion practices. Operational restrictions/limited use. | 0.15 | g/HP-H | TEST PROTOCOL WILL SPECIFY AVG TIME | BACT-PSD | NSPS | N | 0 | N | 0.2 | G/KW-H | TEST PROTOCOL WILL SPECIFY AVG TIME | 0 |  |  | 0 | 0 | N |  | No technically feasible add on control identified.
MI-0421 | GRAYLING PARTICLEBOARD | ARAUCO NORTH AMERICA | CRAWFORD | MI | 49738 | USA | RICH WEBER | 803-431-2046 | RICH.WEBER@ARAUCO-NA.COM | 5 | MI001 | MICHIGAN DEPT OF ENVIRONMENTAL QUALITY | MS. CINDY SMITH | (517)284-6802 | SMITHC17@MICHIGAN.GOV | Please contact the permit engineer, Mr. Andrew Drury, at 517-284-6792 or at drurya@michigan.gov for technical questions related to the permit. Thank you. | 59-16 | 2493 | 321219 | Not Found | 06/30/2016 &nbsp;ACT | 08/26/2016 &nbsp;ACT | 2017-01-27 | 2017-07-20 | A |  | Particleboard manufacturing |  | Dieself fire pump engine (EUFIREPUMP in FGRICE) | 17.11 | Diesel | 500 | H/YR | One diesel fire pump engine rated at 400 KW (identified as EUFIREPUMP in FGRICE). | Particulate matter, filterable (FPM) | Unspecified | (Particulate Matter (PM)) | PM | P | Certified engines, good design, operation and combustion practices. Operational restrictions/limited use. | 0.15 | g/HP-H | TEST PROTOCOL WILL SPECIFY AVG TIME | BACT-PSD | NSPS | N | 0 | N | 0.2 | G/KW-H | TEST PROTOCOL WILL SPECIFY AVG TIME | 0 |  |  | 0 | 0 | N |  | No technically feasible add on control identified.
MI-0425 | GRAYLING PARTICLEBOARD | ARAUCO NORTH AMERICA | CRAWFORD | MI | 49738 | USA | RICH WEBER | 803-431-2046 | RICH.WEBER@ARAUCO-NA.COM | 5 | MI001 | MICHIGAN DEPT OF ENVIRONMENTAL QUALITY | MS. CINDY SMITH | (517)284-6802 | SMITHC17@MICHIGAN.GOV | Please contact the permit engineer, Mr. Andrew Drury, at 517-284-6792 or at drurya@michigan.gov for technical questions regarding this permit. Thank you. | 59-16A | 2493 | 321219 | Not Found | 03/06/2017 &nbsp;ACT | 05/09/2017 &nbsp;ACT | 2017-08-02 | 2017-11-15 | A |  | Particleboard manufacturing. |  | EUEMRGRICE1 in FGRICE (Emergency diesel generator engine) | 17.11 | Diesel | 500 | H/YR | One emergency diesel generator engine rated at 1500 KW (EUEMRGRICE1 in FGRICE). | Particulate matter, filterable (FPM) | Unspecified | (Particulate Matter (PM)) | PM | P | Certified engines, good design, operation and combustion practices. Operational restrictions/limited use. | 0.15 | g/HP-H | TEST PROTOCOL SHALL SPECIFY | BACT-PSD | NSPS | N | 0 | N | 0.2 | G/KW-H | TEST PROTOCOL SHALL SPECIFY | 0 |  |  | 0 | 0 | N |  | No technically feasible add on control identified.
MI-0425 | GRAYLING PARTICLEBOARD | ARAUCO NORTH AMERICA | CRAWFORD | MI | 49738 | USA | RICH WEBER | 803-431-2046 | RICH.WEBER@ARAUCO-NA.COM | 5 | MI001 | MICHIGAN DEPT OF ENVIRONMENTAL QUALITY | MS. CINDY SMITH | (517)284-6802 | SMITHC17@MICHIGAN.GOV | Please contact the permit engineer, Mr. Andrew Drury, at 517-284-6792 or at drurya@michigan.gov for technical questions regarding this permit. Thank you. | 59-16A | 2493 | 321219 | Not Found | 03/06/2017 &nbsp;ACT | 05/09/2017 &nbsp;ACT | 2017-08-02 | 2017-11-15 | A |  | Particleboard manufacturing. |  | EUEMRGRICE2 in FGRICE (Emergency Diesel Generator Engine) | 17.11 | Diesel | 500 | H/YR | One emergency diesel generator engine rated at 1500 KW (EUEMRGRICE2 in FGRICE). | Particulate matter, filterable (FPM) | Unspecified | (Particulate Matter (PM)) | PM | P | Certified engines, good design, operation and combustion practices. Operational restrictions/limited use. | 0.15 | g/HP-H | TEST PROTOCOL SHALL SPECIFY | BACT-PSD | NSPS | N | 0 | N | 0.2 | G/KW-H | TEST PROTOCOL SHALL SPECIFY | 0 |  |  | 0 | 0 | N |  | No technically feasible add on control identified.
MI-0425 | GRAYLING PARTICLEBOARD | ARAUCO NORTH AMERICA | CRAWFORD | MI | 49738 | USA | RICH WEBER | 803-431-2046 | RICH.WEBER@ARAUCO-NA.COM | 5 | MI001 | MICHIGAN DEPT OF ENVIRONMENTAL QUALITY | MS. CINDY SMITH | (517)284-6802 | SMITHC17@MICHIGAN.GOV | Please contact the permit engineer, Mr. Andrew Drury, at 517-284-6792 or at drurya@michigan.gov for technical questions regarding this permit. Thank you. | 59-16A | 2493 | 321219 | Not Found | 03/06/2017 &nbsp;ACT | 05/09/2017 &nbsp;ACT | 2017-08-02 | 2017-11-15 | A |  | Particleboard manufacturing. |  | EUFIREPUMP in FGRICE (Diesel fire pump engine) | 17.11 | Diesel | 500 | H/YR | One diesel fire pump engine rated at 400 KW (EUFIREPUMP in FGRICE). | Particulate matter, filterable (FPM) | Unspecified | (Particulate Matter (PM)) | PM | P | Certified engines. Good design, operation and combustion practices. Operational restrictions/limited use. | 0.15 | g/HP-H | TEST PROTOCOL SHALL SPECIFY | BACT-PSD | NSPS | N | 0 | N | 0.2 | G/KW-H | TEST PROTOCOL SHALL SPECIFY | 0 |  |  | 0 | 0 | N |  | No technically feasible add on control identified.
*FL-0363 | DANIA BEACH ENERGY CENTER | FLORIDA POWER AND LIGHT COMPANY | BROWARD | FL | 33314 | USA | JOHN HAMPP | 561-691-2894 | JOHN.HAMPP@FPL.COM | 4 | FL001 | FLORIDA DEPT. OF ENVIRONMENTAL PROTECTION | MR. DAVID READ | (850) 717-9000 | David.Read@dep.state.fl.us |  | 0110037-017-AC | 4911 | 221112 | 110002044065 | 07/27/2017 &nbsp;ACT | 12/04/2017 &nbsp;ACT | 2018-04-03 | 2018-04-11 | B | https://arm-permit2k.dep.state.fl.us/nontv/0110037.017.AC.F.ZIP | 1200 megawatt 2-on-1 combined cycle facility, natural gas-fired, with limited ULSD use. GE 7HA turbines | Technical evaluation available at https://arm-permit2k.dep.state.fl.us/nontv/0110037.017.AC.D.ZIP | Two 3300 kW emergency generators | 17.11 | ULSD | 0 |  | Two ULSD-fueled emergency engines. BACT = Subpart IIII limits. | Particulate matter, filterable (FPM) | Unspecified | (Particulate Matter (PM)) | PM | P | Clean fuel | 0.15 | LB/B-HP-H |  | BACT-PSD | NSPS | U | 0 | U | 0 |  |  | 0 |  |  | 0 | 0 | N |  | Equals Subpart IIII limit
FL-0356 | OKEECHOBEE CLEAN ENERGY CENTER | FLORIDA POWER & LIGHT | OKEECHOBEE | FL | 34972 | USA | JOHN HAMPP |  | JOHN.HAMPP@FPL.COM | 4 | FL001 | FLORIDA DEPT. OF ENVIRONMENTAL PROTECTION | MR. DAVID READ | (850) 717-9000 | David.Read@dep.state.fl.us | John Dawson, john.dawson@dep.state.fl.us, 850-717-9085 | 0930117-001-AC | 4911 | 221112 | Unknown | 09/25/2015 &nbsp;ACT | 03/09/2016 &nbsp;ACT | 2016-03-14 | 2016-07-06 | A | http://depedms.dep.state.fl.us:80/Oculus/servlet/shell?command=getEntity&[guid=75.93290.1]&[profile=Permitting_Authorization] | Fossil-fueled power plant, consisting of a 3-on-1 combined cycle unit and auxiliary equipment. The combined cycle unit consists of three GE 7HA.02 turbines, each with nominal generating capacity of 350 MW. The total generating capacity for the combined cycle unit is 1,600 MW. | Technical evaluation of project available at http://depedms.dep.state.fl.us/Oculus/servlet/shell?command=getEntity&[guid=75.89000.1]&[profile=Permitting_Authorization] | Three 3300-kW ULSD emergency generators | 17.11 | ULSD | 0 |  | BACT limits equal to NSPS Subpart IIII limits. Will use IIII certified engine. | Particulate matter, total (TPM) | Unspecified | (Particulate Matter (PM)) | PM | P | clean fuel | 0.15 | G/BHP-H |  | BACT-PSD | NSPS | U | 0 | U | 0 |  |  | 0 |  |  | 0 | 0 | N
*AK-0084 | DONLIN GOLD PROJECT | DONLIN GOLD LLC. | BETHEL CENSUS AREA | AK | 99575 | USA | STAN FOO | 907-273-0200 | SFOO@DONLINGOLD.COM | 10 | AK001 | ALASKA DEPT OF ENVIRONMENTAL CONS | MR. JIM PLOSAY | (907) 465-5103 | JOHN.KUTERBACH@ALASKA.GOV | AK DEC DIV. OF AIR QUALITY 410 WILLOUGHBY AVE. SUITE 303 JUNEAU, AK 99801 | AQ0934CPT01 | 1041 | 212221 | Not Entered | 10/15/2015 &nbsp;ACT | 06/30/2017 &nbsp;ACT | 2018-06-21 | 2018-06-22 | A | http://dec.alaska.gov/Applications/Air/airtoolsweb/Home/ViewAttachment/16763360/d1h2U6BIY-j857LFU-WYmw2 | The Donlin Gold Project is a gold mine located 12 miles north of Crooked Creek, Alaska on the Kuskokwim River, about 280 miles northwest of Anchorage. The deposit has proven and probable reserves estimated at 33.9 million ounces of gold at 2.1 g/t and could produce up to 1.5 million ounces annually. SIC Code 1041; NAICS Code 212221. |  | Twelve (12) Large ULSD/Natural Gas-Fired Internal Combustion Engines | 17.11 | Diesel and Natural Gas | 143.5 | MMBtu/hr | Twelve 17-MW Wartsila 18V50DF ULSD/Natural Gas-Fired Internal Combustion Engines. Each engine rated at: 143.5 MMBtu/hr on ULSD 141.4 MMBtu/hr on natural gas | Particulate matter, filterable &lt; 10 Âµ (FPM10) | Unspecified | (Particulate Matter (PM)) | PM | P | Clean Fuel and Good Combustion Practices | 0.11 | GM/BHP-H | 3-HOUR AVERAGE | BACT-PSD |  | U | 0 | N | 0 |  |  | 0 |  |  | 0 | 0 | N |  | Potential particulate matter emissions of 47.0 tpy for each engine (EU 1-12).
*AK-0084 | DONLIN GOLD PROJECT | DONLIN GOLD LLC. | BETHEL CENSUS AREA | AK | 99575 | USA | STAN FOO | 907-273-0200 | SFOO@DONLINGOLD.COM | 10 | AK001 | ALASKA DEPT OF ENVIRONMENTAL CONS | MR. JIM PLOSAY | (907) 465-5103 | JOHN.KUTERBACH@ALASKA.GOV | AK DEC DIV. OF AIR QUALITY 410 WILLOUGHBY AVE. SUITE 303 JUNEAU, AK 99801 | AQ0934CPT01 | 1041 | 212221 | Not Entered | 10/15/2015 &nbsp;ACT | 06/30/2017 &nbsp;ACT | 2018-06-21 | 2018-06-22 | A | http://dec.alaska.gov/Applications/Air/airtoolsweb/Home/ViewAttachment/16763360/d1h2U6BIY-j857LFU-WYmw2 | The Donlin Gold Project is a gold mine located 12 miles north of Crooked Creek, Alaska on the Kuskokwim River, about 280 miles northwest of Anchorage. The deposit has proven and probable reserves estimated at 33.9 million ounces of gold at 2.1 g/t and could produce up to 1.5 million ounces annually. SIC Code 1041; NAICS Code 212221. |  | Twelve (12) Large ULSD/Natural Gas-Fired Internal Combustion Engines | 17.11 | Diesel and Natural Gas | 143.5 | MMBtu/hr | Twelve 17-MW Wartsila 18V50DF ULSD/Natural Gas-Fired Internal Combustion Engines. Each engine rated at: 143.5 MMBtu/hr on ULSD 141.4 MMBtu/hr on natural gas | Particulate matter, filterable &lt; 2.5 Âµ (FPM2.5) | Unspecified | (Particulate Matter (PM)) | PM | P | Clean Fuel and Good Combustion Practices | 0.11 | GM/BHP-H | 3-HOUR AVERAGE | BACT-PSD |  | U | 0 | N | 0 |  |  | 0 |  |  | 0 | 0 | N |  | Potential particulate matter emissions of 47.0 tpy for each engine (EU 1-12).
*AK-0084 | DONLIN GOLD PROJECT | DONLIN GOLD LLC. | BETHEL CENSUS AREA | AK | 99575 | USA | STAN FOO | 907-273-0200 | SFOO@DONLINGOLD.COM | 10 | AK001 | ALASKA DEPT OF ENVIRONMENTAL CONS | MR. JIM PLOSAY | (907) 465-5103 | JOHN.KUTERBACH@ALASKA.GOV | AK DEC DIV. OF AIR QUALITY 410 WILLOUGHBY AVE. SUITE 303 JUNEAU, AK 99801 | AQ0934CPT01 | 1041 | 212221 | Not Entered | 10/15/2015 &nbsp;ACT | 06/30/2017 &nbsp;ACT | 2018-06-21 | 2018-06-22 | A | http://dec.alaska.gov/Applications/Air/airtoolsweb/Home/ViewAttachment/16763360/d1h2U6BIY-j857LFU-WYmw2 | The Donlin Gold Project is a gold mine located 12 miles north of Crooked Creek, Alaska on the Kuskokwim River, about 280 miles northwest of Anchorage. The deposit has proven and probable reserves estimated at 33.9 million ounces of gold at 2.1 g/t and could produce up to 1.5 million ounces annually. SIC Code 1041; NAICS Code 212221. |  | Twelve (12) Large ULSD/Natural Gas-Fired Internal Combustion Engines | 17.11 | Diesel and Natural Gas | 143.5 | MMBtu/hr | Twelve 17-MW Wartsila 18V50DF ULSD/Natural Gas-Fired Internal Combustion Engines. Each engine rated at: 143.5 MMBtu/hr on ULSD 141.4 MMBtu/hr on natural gas | Particulate matter, filterable (FPM) | Unspecified | (Particulate Matter (PM)) | PM | P | Clean Fuel and Good Combustion Practices | 0.11 | GM/BHP-H |  | BACT-PSD |  | U | 0 | N | 0 |  |  | 0 |  |  | 0 | 0 | N |  | Potential particulate matter emissions of 47.0 tpy for each engine (EU 1-12).
*AK-0084 | DONLIN GOLD PROJECT | DONLIN GOLD LLC. | BETHEL CENSUS AREA | AK | 99575 | USA | STAN FOO | 907-273-0200 | SFOO@DONLINGOLD.COM | 10 | AK001 | ALASKA DEPT OF ENVIRONMENTAL CONS | MR. JIM PLOSAY | (907) 465-5103 | JOHN.KUTERBACH@ALASKA.GOV | AK DEC DIV. OF AIR QUALITY 410 WILLOUGHBY AVE. SUITE 303 JUNEAU, AK 99801 | AQ0934CPT01 | 1041 | 212221 | Not Entered | 10/15/2015 &nbsp;ACT | 06/30/2017 &nbsp;ACT | 2018-06-21 | 2018-06-22 | A | http://dec.alaska.gov/Applications/Air/airtoolsweb/Home/ViewAttachment/16763360/d1h2U6BIY-j857LFU-WYmw2 | The Donlin Gold Project is a gold mine located 12 miles north of Crooked Creek, Alaska on the Kuskokwim River, about 280 miles northwest of Anchorage. The deposit has proven and probable reserves estimated at 33.9 million ounces of gold at 2.1 g/t and could produce up to 1.5 million ounces annually. SIC Code 1041; NAICS Code 212221. |  | Black Start and Emergency Internal Cumbustion Engines | 17.11 | Diesel | 1500 | kWe | Two (2) 600 kWe black start diesel generators and four (4) 1,500 kWe emergency diesel generators. | Particulate matter, total &lt; 10 Âµ (TPM10) | Unspecified | (Particulate Matter (PM)) | PM | P | Clean Fuel and Good Combustion Practices | 0.19 | GM/BHP-H | 3-HOUR AVERAGE | BACT-PSD | NSPS | U | 0 | U | 0 |  |  | 0 |  |  | 0 | 0 | N |  | NSPS Subpart IIII engines
*AK-0084 | DONLIN GOLD PROJECT | DONLIN GOLD LLC. | BETHEL CENSUS AREA | AK | 99575 | USA | STAN FOO | 907-273-0200 | SFOO@DONLINGOLD.COM | 10 | AK001 | ALASKA DEPT OF ENVIRONMENTAL CONS | MR. JIM PLOSAY | (907) 465-5103 | JOHN.KUTERBACH@ALASKA.GOV | AK DEC DIV. OF AIR QUALITY 410 WILLOUGHBY AVE. SUITE 303 JUNEAU, AK 99801 | AQ0934CPT01 | 1041 | 212221 | Not Entered | 10/15/2015 &nbsp;ACT | 06/30/2017 &nbsp;ACT | 2018-06-21 | 2018-06-22 | A | http://dec.alaska.gov/Applications/Air/airtoolsweb/Home/ViewAttachment/16763360/d1h2U6BIY-j857LFU-WYmw2 | The Donlin Gold Project is a gold mine located 12 miles north of Crooked Creek, Alaska on the Kuskokwim River, about 280 miles northwest of Anchorage. The deposit has proven and probable reserves estimated at 33.9 million ounces of gold at 2.1 g/t and could produce up to 1.5 million ounces annually. SIC Code 1041; NAICS Code 212221. |  | Black Start and Emergency Internal Cumbustion Engines | 17.11 | Diesel | 1500 | kWe | Two (2) 600 kWe black start diesel generators and four (4) 1,500 kWe emergency diesel generators. | Particulate matter, total &lt; 2.5 Âµ (TPM2.5) | Unspecified | (Particulate Matter (PM)) | PM | P | Clean Fuel and Good Combustion Practices | 0.19 | GM/BHP-H | 3-HOUR AVERAGE | BACT-PSD | NSPS | U | 0 | U | 0 |  |  | 0 |  |  | 0 | 0 | N |  | NSPS Subpart IIII engines
*AK-0084 | DONLIN GOLD PROJECT | DONLIN GOLD LLC. | BETHEL CENSUS AREA | AK | 99575 | USA | STAN FOO | 907-273-0200 | SFOO@DONLINGOLD.COM | 10 | AK001 | ALASKA DEPT OF ENVIRONMENTAL CONS | MR. JIM PLOSAY | (907) 465-5103 | JOHN.KUTERBACH@ALASKA.GOV | AK DEC DIV. OF AIR QUALITY 410 WILLOUGHBY AVE. SUITE 303 JUNEAU, AK 99801 | AQ0934CPT01 | 1041 | 212221 | Not Entered | 10/15/2015 &nbsp;ACT | 06/30/2017 &nbsp;ACT | 2018-06-21 | 2018-06-22 | A | http://dec.alaska.gov/Applications/Air/airtoolsweb/Home/ViewAttachment/16763360/d1h2U6BIY-j857LFU-WYmw2 | The Donlin Gold Project is a gold mine located 12 miles north of Crooked Creek, Alaska on the Kuskokwim River, about 280 miles northwest of Anchorage. The deposit has proven and probable reserves estimated at 33.9 million ounces of gold at 2.1 g/t and could produce up to 1.5 million ounces annually. SIC Code 1041; NAICS Code 212221. |  | Black Start and Emergency Internal Cumbustion Engines | 17.11 | Diesel | 1500 | kWe | Two (2) 600 kWe black start diesel generators and four (4) 1,500 kWe emergency diesel generators. | Particulate matter, total (TPM) | Unspecified | (Particulate Matter (PM)) | PM | P | Clean Fuel and Good Combustion Practices | 0.19 | GM/BHP-H | 3-HOUR AVERAGE | BACT-PSD | NSPS | U | 0 | U | 0 |  |  | 0 |  |  | 0 | 0 | N |  | NSPS Subpart IIII engines
*AK-0084 | DONLIN GOLD PROJECT | DONLIN GOLD LLC. | BETHEL CENSUS AREA | AK | 99575 | USA | STAN FOO | 907-273-0200 | SFOO@DONLINGOLD.COM | 10 | AK001 | ALASKA DEPT OF ENVIRONMENTAL CONS | MR. JIM PLOSAY | (907) 465-5103 | JOHN.KUTERBACH@ALASKA.GOV | AK DEC DIV. OF AIR QUALITY 410 WILLOUGHBY AVE. SUITE 303 JUNEAU, AK 99801 | AQ0934CPT01 | 1041 | 212221 | Not Entered | 10/15/2015 &nbsp;ACT | 06/30/2017 &nbsp;ACT | 2018-06-21 | 2018-06-22 | A | http://dec.alaska.gov/Applications/Air/airtoolsweb/Home/ViewAttachment/16763360/d1h2U6BIY-j857LFU-WYmw2 | The Donlin Gold Project is a gold mine located 12 miles north of Crooked Creek, Alaska on the Kuskokwim River, about 280 miles northwest of Anchorage. The deposit has proven and probable reserves estimated at 33.9 million ounces of gold at 2.1 g/t and could produce up to 1.5 million ounces annually. SIC Code 1041; NAICS Code 212221. |  | Twelve (12) Large ULSD/Natural Gas-Fired Internal Combustion Engines | 17.11 | Diesel and Natural Gas | 143.5 | MMBtu/hr | Twelve 17-MW Wartsila 18V50DF ULSD/Natural Gas-Fired Internal Combustion Engines. Each engine rated at: 143.5 MMBtu/hr on ULSD 141.4 MMBtu/hr on natural gas | Particulate matter, total &lt; 10 Âµ (TPM10) | Unspecified | (Particulate Matter (PM)) | PM | P | Clean Fuel and Good Combustion Practices | 0.22 | GM/BHP-H | 3-HOUR AVERAGE | BACT-PSD |  | U | 0 | N | 0.13 | G/KW-HR (NATURAL GAS | 3-HOUR AVERAGE | 0 |  |  | 0 | 0 | N |  | Potential particulate matter emissions of 47.0 tpy for each engine (EU 1-12).
*AK-0084 | DONLIN GOLD PROJECT | DONLIN GOLD LLC. | BETHEL CENSUS AREA | AK | 99575 | USA | STAN FOO | 907-273-0200 | SFOO@DONLINGOLD.COM | 10 | AK001 | ALASKA DEPT OF ENVIRONMENTAL CONS | MR. JIM PLOSAY | (907) 465-5103 | JOHN.KUTERBACH@ALASKA.GOV | AK DEC DIV. OF AIR QUALITY 410 WILLOUGHBY AVE. SUITE 303 JUNEAU, AK 99801 | AQ0934CPT01 | 1041 | 212221 | Not Entered | 10/15/2015 &nbsp;ACT | 06/30/2017 &nbsp;ACT | 2018-06-21 | 2018-06-22 | A | http://dec.alaska.gov/Applications/Air/airtoolsweb/Home/ViewAttachment/16763360/d1h2U6BIY-j857LFU-WYmw2 | The Donlin Gold Project is a gold mine located 12 miles north of Crooked Creek, Alaska on the Kuskokwim River, about 280 miles northwest of Anchorage. The deposit has proven and probable reserves estimated at 33.9 million ounces of gold at 2.1 g/t and could produce up to 1.5 million ounces annually. SIC Code 1041; NAICS Code 212221. |  | Twelve (12) Large ULSD/Natural Gas-Fired Internal Combustion Engines | 17.11 | Diesel and Natural Gas | 143.5 | MMBtu/hr | Twelve 17-MW Wartsila 18V50DF ULSD/Natural Gas-Fired Internal Combustion Engines. Each engine rated at: 143.5 MMBtu/hr on ULSD 141.4 MMBtu/hr on natural gas | Particulate matter, total &lt; 2.5 Âµ (TPM2.5) | Unspecified | (Particulate Matter (PM)) | PM | P | Clean Fuel and Good Combustion Practices | 0.22 | GM/BHP-H | 3-HOUR AVERAGE | BACT-PSD |  | U | 0 | N | 0.13 | G/KW-HR (NATURAL GAS | 3-HOUR AVERAGE | 0 |  |  | 0 | 0 | N |  | Potential particulate matter emissions of 47.0 tpy for each engine (EU 1-12).
*AK-0084 | DONLIN GOLD PROJECT | DONLIN GOLD LLC. | BETHEL CENSUS AREA | AK | 99575 | USA | STAN FOO | 907-273-0200 | SFOO@DONLINGOLD.COM | 10 | AK001 | ALASKA DEPT OF ENVIRONMENTAL CONS | MR. JIM PLOSAY | (907) 465-5103 | JOHN.KUTERBACH@ALASKA.GOV | AK DEC DIV. OF AIR QUALITY 410 WILLOUGHBY AVE. SUITE 303 JUNEAU, AK 99801 | AQ0934CPT01 | 1041 | 212221 | Not Entered | 10/15/2015 &nbsp;ACT | 06/30/2017 &nbsp;ACT | 2018-06-21 | 2018-06-22 | A | http://dec.alaska.gov/Applications/Air/airtoolsweb/Home/ViewAttachment/16763360/d1h2U6BIY-j857LFU-WYmw2 | The Donlin Gold Project is a gold mine located 12 miles north of Crooked Creek, Alaska on the Kuskokwim River, about 280 miles northwest of Anchorage. The deposit has proven and probable reserves estimated at 33.9 million ounces of gold at 2.1 g/t and could produce up to 1.5 million ounces annually. SIC Code 1041; NAICS Code 212221. |  | Twelve (12) Large ULSD/Natural Gas-Fired Internal Combustion Engines | 17.11 | Diesel and Natural Gas | 143.5 | MMBtu/hr | Twelve 17-MW Wartsila 18V50DF ULSD/Natural Gas-Fired Internal Combustion Engines. Each engine rated at: 143.5 MMBtu/hr on ULSD 141.4 MMBtu/hr on natural gas | Particulate matter, total (TPM) | Unspecified | (Particulate Matter (PM)) | PM | P | Clean Fuel and Good Combustion Practices | 0.22 | GM/BHP-H | 3-HOUR AVERAGE | BACT-PSD |  | U | 0 | N | 0.13 | G/KW-HR (NATURAL GAS | 3-HOUR AVERAGE | 0 |  |  | 0 | 0 | N |  | Potential particulate matter emissions of 47.0 tpy for each engine (EU 1-12).
IN-0158 | ST. JOSEPH ENEGRY CENTER, LLC | ST. JOSEPH ENERGY CENTER, LLC | ST. JOSEPH | IN | 46552 | USA | MR. WILLARD LADD | 9144682404 |  | 5 | IN001 | INDIANA DEPT OF ENV MGMT, OFC OF AIR | MR. MATT STUCKEY | (317) 233-0203 | mstuckey@idem.in.gov | PERMIT WRITER: JOSIAH BALOGUN 317-234-5257 JBALOGUN@IDEM.IN.GOV SECTION CHIEF: MATT STUCKEY 317-233-0203 MSTUCKEY@IDEM.IN.GOV | 141-31003-00579 | 4911 | 221112 | 110054881963 | 10/03/2011 &nbsp;ACT | 12/03/2012 &nbsp;ACT | 2013-08-15 | 2016-05-04 | A | HTTP://PERMITS.AIR.IDEM.IN.GOV/31003F.PDF | STATIONARY ELECTRIC UTILITY GENERATING STATION |  | TWO (2) EMERGENCY DIESEL GENERATORS | 17.11 | DIESEL | 1006 | HP EACH | THE TWO INTERNAL COMBUSTION ENGINES, IDENTIFIED AS EG01 AND EG02, EXHAUST THROUGH TWO (2) VENTS. | Particulate matter, filterable &lt; 10 Âµ (FPM10) | Unspecified | (Particulate Matter (PM)) | PM | P | COMBUSTION DESIGN CONTROLS AND USAGE LIMITS | 0.15 | G/HP-H | 3 HOURS | BACT-PSD |  |  | 0 |  | 500 | HOURS OF OPERATION | YEARLY | 0 |  |  | 0 | 0 | N |  | LIMIT ONE AND TWO ARE FOR EACH GENERATOR
IN-0158 | ST. JOSEPH ENEGRY CENTER, LLC | ST. JOSEPH ENERGY CENTER, LLC | ST. JOSEPH | IN | 46552 | USA | MR. WILLARD LADD | 9144682404 |  | 5 | IN001 | INDIANA DEPT OF ENV MGMT, OFC OF AIR | MR. MATT STUCKEY | (317) 233-0203 | mstuckey@idem.in.gov | PERMIT WRITER: JOSIAH BALOGUN 317-234-5257 JBALOGUN@IDEM.IN.GOV SECTION CHIEF: MATT STUCKEY 317-233-0203 MSTUCKEY@IDEM.IN.GOV | 141-31003-00579 | 4911 | 221112 | 110054881963 | 10/03/2011 &nbsp;ACT | 12/03/2012 &nbsp;ACT | 2013-08-15 | 2016-05-04 | A | HTTP://PERMITS.AIR.IDEM.IN.GOV/31003F.PDF | STATIONARY ELECTRIC UTILITY GENERATING STATION |  | EMERGENCY DIESEL GENERATOR | 17.11 | DIESEL | 2012 | HP | THIS ONE (1) INTERNAL COMBUSTION ENGINE, IDENTIFIED AS EG03, EXHAUSTS THROUGH ONE (1) VENT. | Particulate matter, filterable &lt; 10 Âµ (FPM10) | Unspecified | (Particulate Matter (PM)) | PM | P | COMBUSTION DESIGN CONTROLS AND USAGE LIMITS | 0.15 | G/HP-H | 3 HOURS | BACT-PSD |  |  | 0 |  | 500 | HOURS OF OPERATION | YEALRY | 0 |  |  | 0 | 0 | N |  | LIMIT ONE AND TWO ARE FOR EACH GENERATOR
IN-0158 | ST. JOSEPH ENEGRY CENTER, LLC | ST. JOSEPH ENERGY CENTER, LLC | ST. JOSEPH | IN | 46552 | USA | MR. WILLARD LADD | 9144682404 |  | 5 | IN001 | INDIANA DEPT OF ENV MGMT, OFC OF AIR | MR. MATT STUCKEY | (317) 233-0203 | mstuckey@idem.in.gov | PERMIT WRITER: JOSIAH BALOGUN 317-234-5257 JBALOGUN@IDEM.IN.GOV SECTION CHIEF: MATT STUCKEY 317-233-0203 MSTUCKEY@IDEM.IN.GOV | 141-31003-00579 | 4911 | 221112 | 110054881963 | 10/03/2011 &nbsp;ACT | 12/03/2012 &nbsp;ACT | 2013-08-15 | 2016-05-04 | A | HTTP://PERMITS.AIR.IDEM.IN.GOV/31003F.PDF | STATIONARY ELECTRIC UTILITY GENERATING STATION |  | TWO (2) EMERGENCY DIESEL GENERATORS | 17.11 | DIESEL | 1006 | HP EACH | THE TWO INTERNAL COMBUSTION ENGINES, IDENTIFIED AS EG01 AND EG02, EXHAUST THROUGH TWO (2) VENTS. | Particulate matter, filterable &lt; 2.5 Âµ (FPM2.5) | Unspecified | (Particulate Matter (PM)) | PM | P | COMBUSTION DESIGN CONTROLS AND USAGE LIMITS | 0.15 | G/HP-H | 3 HOURS | BACT-PSD |  |  | 0 |  | 500 | HOURS OF OPERATION | YEARLY | 0 |  |  | 0 | 0 | N |  | LIMIT ONE AND TWO ARE FOR EACH GENERATOR
IN-0158 | ST. JOSEPH ENEGRY CENTER, LLC | ST. JOSEPH ENERGY CENTER, LLC | ST. JOSEPH | IN | 46552 | USA | MR. WILLARD LADD | 9144682404 |  | 5 | IN001 | INDIANA DEPT OF ENV MGMT, OFC OF AIR | MR. MATT STUCKEY | (317) 233-0203 | mstuckey@idem.in.gov | PERMIT WRITER: JOSIAH BALOGUN 317-234-5257 JBALOGUN@IDEM.IN.GOV SECTION CHIEF: MATT STUCKEY 317-233-0203 MSTUCKEY@IDEM.IN.GOV | 141-31003-00579 | 4911 | 221112 | 110054881963 | 10/03/2011 &nbsp;ACT | 12/03/2012 &nbsp;ACT | 2013-08-15 | 2016-05-04 | A | HTTP://PERMITS.AIR.IDEM.IN.GOV/31003F.PDF | STATIONARY ELECTRIC UTILITY GENERATING STATION |  | EMERGENCY DIESEL GENERATOR | 17.11 | DIESEL | 2012 | HP | THIS ONE (1) INTERNAL COMBUSTION ENGINE, IDENTIFIED AS EG03, EXHAUSTS THROUGH ONE (1) VENT. | Particulate matter, filterable &lt; 2.5 Âµ (FPM2.5) | Unspecified | (Particulate Matter (PM)) | PM | P | COMBUSTION DESIGN CONTROLS AND USAGE LIMITS | 0.15 | G/HP-H | 3 HOURS | BACT-PSD |  |  | 0 |  | 500 | HOURS OF OPERATION | YEARLY | 0 |  |  | 0 | 0 | N |  | LIMIT ONE AND TWO ARE FOR EACH GENERATOR
IN-0158 | ST. JOSEPH ENEGRY CENTER, LLC | ST. JOSEPH ENERGY CENTER, LLC | ST. JOSEPH | IN | 46552 | USA | MR. WILLARD LADD | 9144682404 |  | 5 | IN001 | INDIANA DEPT OF ENV MGMT, OFC OF AIR | MR. MATT STUCKEY | (317) 233-0203 | mstuckey@idem.in.gov | PERMIT WRITER: JOSIAH BALOGUN 317-234-5257 JBALOGUN@IDEM.IN.GOV SECTION CHIEF: MATT STUCKEY 317-233-0203 MSTUCKEY@IDEM.IN.GOV | 141-31003-00579 | 4911 | 221112 | 110054881963 | 10/03/2011 &nbsp;ACT | 12/03/2012 &nbsp;ACT | 2013-08-15 | 2016-05-04 | A | HTTP://PERMITS.AIR.IDEM.IN.GOV/31003F.PDF | STATIONARY ELECTRIC UTILITY GENERATING STATION |  | TWO (2) EMERGENCY DIESEL GENERATORS | 17.11 | DIESEL | 1006 | HP EACH | THE TWO INTERNAL COMBUSTION ENGINES, IDENTIFIED AS EG01 AND EG02, EXHAUST THROUGH TWO (2) VENTS. | Particulate matter, filterable (FPM) | Unspecified | (Particulate Matter (PM)) | PM | P | COMBUSTION DESIGN CONTROLS AND USAGE LIMITS | 0.15 | G/HP-H |  | BACT-PSD |  |  | 0 |  | 500 | HOURS OF OPERATION | YEARLY | 0 |  |  | 0 | 0 | N |  | LIMIT ONE AND TWO ARE FOR EACH GENERATOR
IN-0158 | ST. JOSEPH ENEGRY CENTER, LLC | ST. JOSEPH ENERGY CENTER, LLC | ST. JOSEPH | IN | 46552 | USA | MR. WILLARD LADD | 9144682404 |  | 5 | IN001 | INDIANA DEPT OF ENV MGMT, OFC OF AIR | MR. MATT STUCKEY | (317) 233-0203 | mstuckey@idem.in.gov | PERMIT WRITER: JOSIAH BALOGUN 317-234-5257 JBALOGUN@IDEM.IN.GOV SECTION CHIEF: MATT STUCKEY 317-233-0203 MSTUCKEY@IDEM.IN.GOV | 141-31003-00579 | 4911 | 221112 | 110054881963 | 10/03/2011 &nbsp;ACT | 12/03/2012 &nbsp;ACT | 2013-08-15 | 2016-05-04 | A | HTTP://PERMITS.AIR.IDEM.IN.GOV/31003F.PDF | STATIONARY ELECTRIC UTILITY GENERATING STATION |  | EMERGENCY DIESEL GENERATOR | 17.11 | DIESEL | 2012 | HP | THIS ONE (1) INTERNAL COMBUSTION ENGINE, IDENTIFIED AS EG03, EXHAUSTS THROUGH ONE (1) VENT. | Particulate matter, filterable (FPM) | Unspecified | (Particulate Matter (PM)) | PM | P | COMBUSTION DESIGN CONTROLS AND USAGE LIMITS | 0.15 | G/HP-H | 3 HOURS | BACT-PSD |  |  | 0 |  | 500 | HOURS OF OPERATION | YEALRY | 0 |  |  | 0 | 0 | N |  | LIMIT ONE AND TWO ARE FOR EACH GENERATOR
NY-0103 | CRICKET VALLEY ENERGY CENTER | CRICKET VALLEY ENERGY CENTER LLC | USA | NY | 12522-0407 | USA |  | 845-877-0596 | INFO@CRICKETVALLEY.COM | 2 | NY001 | NEW YORK DEPT. OF ENVIRONMENTAL CONSERVATION | MR. NICK ONDERDONK-MILNE | (518)402-8403 | nick.onderdonk-milne@dec.ny.gov | DEC Region 3 845-256-3000 | 3-1326-00275/00009 | 4911 | 221112 | 110043340364 | 02/03/2016 &nbsp;ACT | 02/03/2016 &nbsp;ACT | 2017-08-24 | 2017-09-28 | A | http://www.dec.ny.gov/chemical/32249.html | Cricket Valley Energy Center LLC (CVEC) constructed the Cricket Valley Energy Center (the Facility), a nominal net 1,000-megawatt (MW) combined-cycle gas turbine electric generating facility, on a site located in Dover, Dutchess County, New York. The Facility consists of three General Electric (GE) Model 7FA.05 combustion turbine generators (CTGs) operating in combined-cycle mode with supplemental firing of the heat recovery steam generators (HRSGs); natural gas will be the sole fuel fired in the CTGs and duct burners. The Facility will include a natural gas-fired auxiliary boiler, four ultra-low sulfur distillate (ULSD) fired black-start generator engines and a ULSD-fired emergency fire pump engine. In addition to the air emitting equipment, the Facility will include three steam turbine generators (STGs), an air cooled condenser (ACC) and associated auxiliary equipment and systems. Each combined cycle generating unit consisting of the CTG, HRSG and STG will be exhausted through its own stack. Air emissions from the proposed Facility primarily consist of products of combustion from the CTGs, HRSG duct burners, and ancillary combustion sources. Dutchess County is designated as in attainment with respect to the National Ambient Air Quality Standards (NAAQS) for all criteria pollutants with the exception of ozone. Based upon the potential to emit (PTE) estimates, the Facility is subject to Prevention of Significant Deterioration (PSD) requirements for emissions of carbon monoxide (CO); nitrogen oxides (NOx); particulate matter (PM) with a diameter equal to or less than 10 microns (PM10), PM with a diameter equal to or less than 2.5 microns (PM2.5); greenhouse gases (GHG); sulfuric acid mist (H2SO4); and volatile organic compounds (VOC). In accordance with the NYSDECâ€™s Nonattainment New Source Review (NNSR) permitting program, the Facility is also subject to NNSR for emissions of NOx and VOC. |  | Black start generator | 17.11 | ultra low sulfur diesel | 3000 | KW |  | Particulate matter, filterable (FPM) | Unspecified | (Particulate Matter (PM)) | PM | P | Compliance demonstrated with vendor emission certification and adherence to vendor-specified maintenance recommendations. | 0.15 | G/BHP-H | 1 H | BACT-PSD |  | U | 0 | U | 0 |  |  | 0 |  |  | 0 | 0 | N
LA-0296 | LAKE CHARLES CHEMICAL COMPLEX LDPE UNIT | SASOL CHEMICALS (USA) LLC | CALCASIEU | LA | 70669 | USA | ERIC RODRIGUEZ | (281) 588-3761 | ERIC.RODRIGUEZ@US.SASOL.COM | 6 | LA001 | LOUISIANA DEPARTMENT OF ENV QUALITY | MR. BRYAN D. JOHNSTON | (225)219-3450 | BRYAN.JOHNSTON@LA.GOV |  | PSD-LA-779 | 2821 | 325211 | 110017418061 | 05/02/2013 &nbsp;ACT | 05/23/2014 &nbsp;ACT | 2016-09-12 | 2017-04-28 | B |  | The Low Density Polyethylene (LDPE) Unit will produce LDPE by the high pressure polymerization of ethylene. | Complete application date = date of administrative completeness This RBLC entry addresses the Low Density Polyethylene (LDPE) Unit of the Lake Charles Cracker Project (LCCP). This entry also addresses the Emergency Diesel Generators associated with the entire LCCP, as all of the permitted units are identical. | Emergency Diesel Generators (EQTs 622, 671, 773, 850, 994, 995, 996, 1033, 1077, 1105, &amp; 1202) | 17.11 | Diesel | 2682 | HP | Non-emergency use is limited to 100 hours per year. | Particulate matter, total &lt; 10 Âµ (TPM10) | Unspecified | (Particulate Matter (PM)) | PM | P | Compliance with 40 CFR 60 Subpart IIII; operating the engine in accordance with the engine manufacturerâ€™s instructions and/or written procedures (consistent with safe operation) designed to maximize combustion efficiency and minimize fuel usage. | 0.15 | g/HP-H | HOURLY MAXIMUM | BACT-PSD | NSPS , OPERATING PERMIT | U | 0 | U | 0.04 | TPY | ANNUAL MAXIMUM | 0 |  |  | 0 | 0 | N |  | PM limit is 0.20 g/kW-hr. BACT is determined to be compliance with the limitations imposed by 40 CFR 60 Subpart IIII and its associated monitoring, recordkeeping, and reporting requirements; and operating the engine in accordance with the engine manufacturerâ€™s instructions and/or written procedures (consistent with safe operation) designed to maximize combustion efficiency and minimize fuel usage.
LA-0296 | LAKE CHARLES CHEMICAL COMPLEX LDPE UNIT | SASOL CHEMICALS (USA) LLC | CALCASIEU | LA | 70669 | USA | ERIC RODRIGUEZ | (281) 588-3761 | ERIC.RODRIGUEZ@US.SASOL.COM | 6 | LA001 | LOUISIANA DEPARTMENT OF ENV QUALITY | MR. BRYAN D. JOHNSTON | (225)219-3450 | BRYAN.JOHNSTON@LA.GOV |  | PSD-LA-779 | 2821 | 325211 | 110017418061 | 05/02/2013 &nbsp;ACT | 05/23/2014 &nbsp;ACT | 2016-09-12 | 2017-04-28 | B |  | The Low Density Polyethylene (LDPE) Unit will produce LDPE by the high pressure polymerization of ethylene. | Complete application date = date of administrative completeness This RBLC entry addresses the Low Density Polyethylene (LDPE) Unit of the Lake Charles Cracker Project (LCCP). This entry also addresses the Emergency Diesel Generators associated with the entire LCCP, as all of the permitted units are identical. | Emergency Diesel Generators (EQTs 622, 671, 773, 850, 994, 995, 996, 1033, 1077, 1105, &amp; 1202) | 17.11 | Diesel | 2682 | HP | Non-emergency use is limited to 100 hours per year. | Particulate matter, total &lt; 2.5 Âµ (TPM2.5) | Unspecified | (Particulate Matter (PM)) | PM | P | Compliance with 40 CFR 60 Subpart IIII; operating the engine in accordance with the engine manufacturerâ€™s instructions and/or written procedures (consistent with safe operation) designed to maximize combustion efficiency and minimize fuel usage. | 0.15 | g/HP-H | HOURLY MAXIMUM | BACT-PSD | OPERATING PERMIT , NSPS | U | 0 | U | 0.04 | TPY | ANNUAL MAXIMUM | 0 |  |  | 0 | 0 | N |  | PM limit is 0.20 g/kW-hr. BACT is determined to be compliance with the limitations imposed by 40 CFR 60 Subpart IIII and its associated monitoring, recordkeeping, and reporting requirements; and operating the engine in accordance with the engine manufacturerâ€™s instructions and/or written procedures (consistent with safe operation) designed to maximize combustion efficiency and minimize fuel usage.
LA-0313 | ST. CHARLES POWER STATION | ENTERGY LOUISIANA, LLC | ST. CHARLES | LA | 70068 | USA |  |  |  | 6 | LA001 | LOUISIANA DEPARTMENT OF ENV QUALITY | MR. BRYAN D. JOHNSTON | (225)219-3450 | BRYAN.JOHNSTON@LA.GOV |  | PSD-LA-804 | 4911 | 221112 | Not Found | 06/29/2015 &nbsp;ACT | 08/31/2016 &nbsp;ACT | 2017-03-13 | 2017-04-28 | A |  | The St. Charles Power Station (SCPS) is a new electric power generating facility consisting of two (2) natural gas-fired combined cycle gas turbines, each with a heat recovery stem generator unit equipped with duct burners, and one (1) steam generator turbine. The SCPS will will have a predicted net nominal output of 980 MW at ISO conditions with supplemental duct firing. |  | SCPS Emergency Diesel Generator 1 | 17.11 | Diesel | 2584 | HP |  | Particulate matter, filterable &lt; 10 Âµ (FPM10) | Unspecified | (Particulate Matter (PM)) | PM | B | Compliance with NESHAP 40 CFR 63 Subpart ZZZZ and NSPS 40 CFR 60 Subpart IIII, and good combustion practices (use of ultra-low sulfur diesel fuel). | 0.15 | g/HP-H | HOURLY MAXIMUM | BACT-PSD | NSPS , OPERATING PERMIT | U | 0 | U | 0.21 | T/YR | ANNUAL MAXIMUM | 0 |  |  | 0 | 0 | N |  | BACT Limit = 0.15 G/BHP-HR
LA-0313 | ST. CHARLES POWER STATION | ENTERGY LOUISIANA, LLC | ST. CHARLES | LA | 70068 | USA |  |  |  | 6 | LA001 | LOUISIANA DEPARTMENT OF ENV QUALITY | MR. BRYAN D. JOHNSTON | (225)219-3450 | BRYAN.JOHNSTON@LA.GOV |  | PSD-LA-804 | 4911 | 221112 | Not Found | 06/29/2015 &nbsp;ACT | 08/31/2016 &nbsp;ACT | 2017-03-13 | 2017-04-28 | A |  | The St. Charles Power Station (SCPS) is a new electric power generating facility consisting of two (2) natural gas-fired combined cycle gas turbines, each with a heat recovery stem generator unit equipped with duct burners, and one (1) steam generator turbine. The SCPS will will have a predicted net nominal output of 980 MW at ISO conditions with supplemental duct firing. |  | SCPS Emergency Diesel Generator 1 | 17.11 | Diesel | 2584 | HP |  | Particulate matter, filterable &lt; 2.5 Âµ (FPM2.5) | Unspecified | (Particulate Matter (PM)) | PM | B | Compliance with NESHAP 40 CFR 63 Subpart ZZZZ and NSPS 40 CFR 60 Subpart IIII, and good combustion practices (use of ultra-low sulfur diesel fuel). | 0.15 | g/HP-H | HOURLY MAXIMUM | BACT-PSD | OPERATING PERMIT | U | 0 | U | 0.21 | T/YR | ANNUAL MAXIMUM | 0 |  |  | 0 | 0 | N |  | BACT Limit = 0.15 G/BHP-HR
*LA-0312 | ST. JAMES METHANOL PLANT | SOUTH LOUISIANA METHANOL LP | ST. JAMES | LA |  | USA | BRIAN JONES | (512) 394-7346 |  | 6 | LA001 | LOUISIANA DEPARTMENT OF ENV QUALITY | MR. BRYAN D. JOHNSTON | (225)219-3450 | BRYAN.JOHNSTON@LA.GOV | Permit Writer: Mr. Christopher Smith, (225) 219-3439 | PSD-LA-780(M-1) | 2869 | 325998 | Not Found | 09/30/2015 &nbsp;ACT | 06/30/2017 &nbsp;ACT | 2017-03-10 | 2017-12-27 | A |  | New MeOH plant designed to produce 5,275 metric tons per day of refined methanol from natural gas and carbon dioxide (CO2) feedstock | New methanol plant designed to produce 5,275 metric tons per day of refined methanol from natural gas and carbon dioxide (CO2) feedstock | DFP1-13 - Diesel Fire Pump Engine (EQT0013) | 17.11 | Diesel | 650 | horsepower | Operating hour limit: 100 hr/yr | Particulate matter, total &lt; 2.5 Âµ (TPM2.5) | Unspecified | (Particulate Matter (PM)) | PM | P | Compliance with NSPS IIII | 0.15 | g/HP-H |  | BACT-PSD | OPERATING PERMIT , NSPS | U | 0 | U | 0 |  |  | 0 |  |  | 0 | 0 | N |  | Limit: 0.15 g/hp-hr
*LA-0312 | ST. JAMES METHANOL PLANT | SOUTH LOUISIANA METHANOL LP | ST. JAMES | LA |  | USA | BRIAN JONES | (512) 394-7346 |  | 6 | LA001 | LOUISIANA DEPARTMENT OF ENV QUALITY | MR. BRYAN D. JOHNSTON | (225)219-3450 | BRYAN.JOHNSTON@LA.GOV | Permit Writer: Mr. Christopher Smith, (225) 219-3439 | PSD-LA-780(M-1) | 2869 | 325998 | Not Found | 09/30/2015 &nbsp;ACT | 06/30/2017 &nbsp;ACT | 2017-03-10 | 2017-12-27 | A |  | New MeOH plant designed to produce 5,275 metric tons per day of refined methanol from natural gas and carbon dioxide (CO2) feedstock | New methanol plant designed to produce 5,275 metric tons per day of refined methanol from natural gas and carbon dioxide (CO2) feedstock | DFP1-13 - Diesel Fire Pump Engine (EQT0013) | 17.11 | Diesel | 650 | horsepower | Operating hour limit: 100 hr/yr | Particulate matter, total &lt; 10 Âµ (TPM10) | Unspecified | (Particulate Matter (PM)) | PM | P | Compliance with NSPS Subpart IIII | 0.15 | g/HP-H |  | BACT-PSD | NSPS , OPERATING PERMIT | U | 0 | U | 0 |  |  | 0 |  |  | 0 | 0 | N |  | Limit: 0.15 g/hp-hr
*LA-0312 | ST. JAMES METHANOL PLANT | SOUTH LOUISIANA METHANOL LP | ST. JAMES | LA |  | USA | BRIAN JONES | (512) 394-7346 |  | 6 | LA001 | LOUISIANA DEPARTMENT OF ENV QUALITY | MR. BRYAN D. JOHNSTON | (225)219-3450 | BRYAN.JOHNSTON@LA.GOV | Permit Writer: Mr. Christopher Smith, (225) 219-3439 | PSD-LA-780(M-1) | 2869 | 325998 | Not Found | 09/30/2015 &nbsp;ACT | 06/30/2017 &nbsp;ACT | 2017-03-10 | 2017-12-27 | A |  | New MeOH plant designed to produce 5,275 metric tons per day of refined methanol from natural gas and carbon dioxide (CO2) feedstock | New methanol plant designed to produce 5,275 metric tons per day of refined methanol from natural gas and carbon dioxide (CO2) feedstock | DEG1-13 - Diesel Fired Emergency Generator Engine (EQT0012) | 17.11 | Diesel | 1474 | horsepower | Operating hours limit: 100 hr/yr. | Particulate matter, total &lt; 10 Âµ (TPM10) | Unspecified | (Particulate Matter (PM)) | PM | P | Compliance with NSPS Subpart IIII | 0.15 | g/HP-H |  | BACT-PSD | NSPS , OPERATING PERMIT | U | 0 | U | 0 |  |  | 0 |  |  | 0 | 0 | N |  | Limit: 0.15 g/hp-hr
*LA-0312 | ST. JAMES METHANOL PLANT | SOUTH LOUISIANA METHANOL LP | ST. JAMES | LA |  | USA | BRIAN JONES | (512) 394-7346 |  | 6 | LA001 | LOUISIANA DEPARTMENT OF ENV QUALITY | MR. BRYAN D. JOHNSTON | (225)219-3450 | BRYAN.JOHNSTON@LA.GOV | Permit Writer: Mr. Christopher Smith, (225) 219-3439 | PSD-LA-780(M-1) | 2869 | 325998 | Not Found | 09/30/2015 &nbsp;ACT | 06/30/2017 &nbsp;ACT | 2017-03-10 | 2017-12-27 | A |  | New MeOH plant designed to produce 5,275 metric tons per day of refined methanol from natural gas and carbon dioxide (CO2) feedstock | New methanol plant designed to produce 5,275 metric tons per day of refined methanol from natural gas and carbon dioxide (CO2) feedstock | DEG1-13 - Diesel Fired Emergency Generator Engine (EQT0012) | 17.11 | Diesel | 1474 | horsepower | Operating hours limit: 100 hr/yr. | Particulate matter, total &lt; 2.5 Âµ (TPM2.5) | Unspecified | (Particulate Matter (PM)) | PM | P | Compliance with NSPS Subpart IIII | 0.15 | g/HP-H |  | BACT-PSD | NSPS , OPERATING PERMIT | U | 0 | U | 0 |  |  | 0 |  |  | 0 | 0 | N |  | Limit: 0.15 g/hp-hr
LA-0309 | BENTELER STEEL TUBE FACILITY | BENTELER STEEL / TUBE MANUFACTURING CORPORATION | CADDO | LA | 71115 | USA | MYRNA PACHECO PONCE DE LEON | 318-216-4206 | MYRNA.PACHECO@BENTELER.COM | 6 | LA001 | LOUISIANA DEPARTMENT OF ENV QUALITY | MR. BRYAN D. JOHNSTON | (225)219-3450 | BRYAN.JOHNSTON@LA.GOV | Permit Writer: Dan Nguyen - 225-219-3395 | PSD-LA-774(M1) | 3312 | 331111 | 110055592318 | 02/09/2015 &nbsp;ACT | 06/04/2015 &nbsp;ACT | 2017-03-09 | 2017-04-28 | A |  | A facility to produce 600,000 metric tons per year of seamless steel pipe from purchased billets. A steel production facility (including an electric arc furnace (EAF)) was added. | Permit PSD-LA-774 was issued on May 17, 2013 for the construction of the hot rolling mill. An EAF was authorized this time. | Emergency Generator Engines | 17.11 | Diesel | 2922 | hp (each) |  | Particulate matter, total &lt; 10 Âµ (TPM10) | Unspecified | (Particulate Matter (PM)) | PM | P | Complying with 40 CFR 60 Subpart IIII | 0.15 | GM/BHP-H |  | BACT-PSD |  | U | 0 | U | 0 |  |  | 0 |  |  | 0 | 0 | N
LA-0309 | BENTELER STEEL TUBE FACILITY | BENTELER STEEL / TUBE MANUFACTURING CORPORATION | CADDO | LA | 71115 | USA | MYRNA PACHECO PONCE DE LEON | 318-216-4206 | MYRNA.PACHECO@BENTELER.COM | 6 | LA001 | LOUISIANA DEPARTMENT OF ENV QUALITY | MR. BRYAN D. JOHNSTON | (225)219-3450 | BRYAN.JOHNSTON@LA.GOV | Permit Writer: Dan Nguyen - 225-219-3395 | PSD-LA-774(M1) | 3312 | 331111 | 110055592318 | 02/09/2015 &nbsp;ACT | 06/04/2015 &nbsp;ACT | 2017-03-09 | 2017-04-28 | A |  | A facility to produce 600,000 metric tons per year of seamless steel pipe from purchased billets. A steel production facility (including an electric arc furnace (EAF)) was added. | Permit PSD-LA-774 was issued on May 17, 2013 for the construction of the hot rolling mill. An EAF was authorized this time. | Emergency Generator Engines | 17.11 | Diesel | 2922 | hp (each) |  | Particulate matter, total &lt; 2.5 Âµ (TPM2.5) | Unspecified | (Particulate Matter (PM)) | PM | P | Complying with 40 CFR 60 Subpart IIII | 0.15 | GM/BHP-H |  | BACT-PSD |  | U | 0 | U | 0 |  |  | 0 |  |  | 0 | 0 | N
*KS-0036 | WESTAR ENERGY - EMPORIA ENERGY CENTER | WESTAR ENERGY | LYON | KS | 66801 | USA | STEPHANIE HIRNER | 785-575-8447 |  | 7 | KS001 | KANSAS DEPT. OF HEALTH & ENVIRONMENT, BR. OF AIR & RADIATION, KS | GYANENDRA PRASAI, PE | 785-296-6427 | Gyanendra.X.Prasai@ks.gov | Gerald McIntyre, E-mail address: Gerald.McIntyre@ks.gov; | C-10656 | 4911 | 221112 | Not Found | 10/16/2012 &nbsp;ACT | 03/18/2013 &nbsp;ACT | 2017-08-23 | 2017-08-25 | C |  | The Westar Energy - Emporia Energy Center (Source ID: 1110046) is a fossil fuel power generation facility located in Emporia, Kansas. | This PSD permit with tracking number C-10656 is a modification of PSD permits C-9132 (issued on 5/5/2011) and C-7072 (issued 4/17/2007). | Caterpillar C18DITA Diesel Engine Generator | 17.11 | No. 2 Distillate Fuel Oil | 900 | BHP |  | Particulate matter, total &lt; 10 Âµ (TPM10) | Unspecified | (Particulate Matter (PM)) | PM | P | efficient combustion/design technology | 0.066 | G/BHP-H |  | BACT-PSD |  | U | 0 | U | 0 |  |  | 0 |  |  | 0 | 0 | N
*KS-0036 | WESTAR ENERGY - EMPORIA ENERGY CENTER | WESTAR ENERGY | LYON | KS | 66801 | USA | STEPHANIE HIRNER | 785-575-8447 |  | 7 | KS001 | KANSAS DEPT. OF HEALTH & ENVIRONMENT, BR. OF AIR & RADIATION, KS | GYANENDRA PRASAI, PE | 785-296-6427 | Gyanendra.X.Prasai@ks.gov | Gerald McIntyre, E-mail address: Gerald.McIntyre@ks.gov; | C-10656 | 4911 | 221112 | Not Found | 10/16/2012 &nbsp;ACT | 03/18/2013 &nbsp;ACT | 2017-08-23 | 2017-08-25 | C |  | The Westar Energy - Emporia Energy Center (Source ID: 1110046) is a fossil fuel power generation facility located in Emporia, Kansas. | This PSD permit with tracking number C-10656 is a modification of PSD permits C-9132 (issued on 5/5/2011) and C-7072 (issued 4/17/2007). | Caterpillar C18DITA Diesel Engine Generator | 17.11 | No. 2 Distillate Fuel Oil | 900 | BHP |  | Particulate matter, total (TPM) | Unspecified | (Particulate Matter (PM)) | PM | P | efficient combustion/design technology | 0.066 | G/BHP-H |  | BACT-PSD |  | U | 0 | U | 0 |  |  | 0 |  |  | 0 | 0 | N
MI-0389 | KARN WEADOCK GENERATING COMPLEX | CONSUMERS ENERGY | BAY | MI | 48732-9601 | USA | JAMES M. WALKER | 5177880428 | JMWALKER@CMSENERGY.COM | 5 | MI001 | MICHIGAN DEPT OF ENVIRONMENTAL QUALITY | MS. CINDY SMITH | (517)284-6802 | SMITHC17@MICHIGAN.GOV | FOR TECHNICAL QUESTIONS ABOUT THIS PERMIT, PLEASE CONTACT THE PERMIT ENGINEER - DAVID K. RIDDLE RIDDLED@MICHIGAN.GOV (517-373-7081) | 341-07 | 4911 | 221112 | 26-01700033 | 10/15/2007 &nbsp;ACT | 12/29/2009 &nbsp;ACT | 2010-03-08 | 2010-12-16 | U |  | ELECTRICITY GENERATING FACILITY, EXISTING CAPACITY GREATER THAN 2,000 MW. | AFTER CONSTRUCTION CONSUMERS WILL RETIRE 5 TO 7 COAL-FIRED BOILERS (638 - 958 MW) STATEWIDE. FINAL CONDITIONS WILL BE AT WWW.DEQ.STATE.MI.US/APS/FINALCONDITIONS.SHTML. MATERIAL HANDLING - CONTACT PERMIT ENGINEER FOR TECHNICAL INFORMATION (DAVID RIDDLE, 517-373-7081). INCLUDES 9 EMISSION UNITS. COAL, LIMESTONE, SORBENT AND ASH HANDLING PROCESSES. VARIOUS BACT LIMITS FOR OPACITY, PM AND PM10. BACT FOR THE MATERIAL HANDLING EQUIPMENT CONSISTED OF A COMBINATION OF PASSIVE CONTROL EQUIPMENT SUCH AS WET/CHEMICAL SUPPRESSION SYSTEMS AND ENCLOSED CONVEYORS; AND ACTIVE CONTROL SUCH AS FABRIC FILTERS. ACTIVE CONTROL IS LIMITED TO 0.004 GR/DSCF. | FIRE PUMP | 17.11 | ULTRA LOW SULFUR DIESEL | 525 | HP | OPERATIONAL LIMITS: 1 HOUR/DAY AND 500 HRS/YEAR FOR PM2.5 NAAQS. | Particulate matter, total (TPM) | Unspecified | (Particulate Matter (PM)) | PM | P | ENGINE DESIGN AND OPERATION. 15 PPM SULFUR FUEL. | 0.15 | G/HP-H | TEST METHOD | BACT-PSD | NSPS | U | 0 | U | 0 |  |  | 0 |  |  | 0 | 0 | N
MI-0389 | KARN WEADOCK GENERATING COMPLEX | CONSUMERS ENERGY | BAY | MI | 48732-9601 | USA | JAMES M. WALKER | 5177880428 | JMWALKER@CMSENERGY.COM | 5 | MI001 | MICHIGAN DEPT OF ENVIRONMENTAL QUALITY | MS. CINDY SMITH | (517)284-6802 | SMITHC17@MICHIGAN.GOV | FOR TECHNICAL QUESTIONS ABOUT THIS PERMIT, PLEASE CONTACT THE PERMIT ENGINEER - DAVID K. RIDDLE RIDDLED@MICHIGAN.GOV (517-373-7081) | 341-07 | 4911 | 221112 | 26-01700033 | 10/15/2007 &nbsp;ACT | 12/29/2009 &nbsp;ACT | 2010-03-08 | 2010-12-16 | U |  | ELECTRICITY GENERATING FACILITY, EXISTING CAPACITY GREATER THAN 2,000 MW. | AFTER CONSTRUCTION CONSUMERS WILL RETIRE 5 TO 7 COAL-FIRED BOILERS (638 - 958 MW) STATEWIDE. FINAL CONDITIONS WILL BE AT WWW.DEQ.STATE.MI.US/APS/FINALCONDITIONS.SHTML. MATERIAL HANDLING - CONTACT PERMIT ENGINEER FOR TECHNICAL INFORMATION (DAVID RIDDLE, 517-373-7081). INCLUDES 9 EMISSION UNITS. COAL, LIMESTONE, SORBENT AND ASH HANDLING PROCESSES. VARIOUS BACT LIMITS FOR OPACITY, PM AND PM10. BACT FOR THE MATERIAL HANDLING EQUIPMENT CONSISTED OF A COMBINATION OF PASSIVE CONTROL EQUIPMENT SUCH AS WET/CHEMICAL SUPPRESSION SYSTEMS AND ENCLOSED CONVEYORS; AND ACTIVE CONTROL SUCH AS FABRIC FILTERS. ACTIVE CONTROL IS LIMITED TO 0.004 GR/DSCF. | EMERGENCY GENERATOR | 17.11 | ULTRA LOW SULFUR DIESEL | 2000 | KW | 2980 HP. OPERATIONAL LIMITS: 1 HR/DAY, 500 HRS/YR FOR PM2.5 NAAQS. | Particulate matter, total (TPM) | Unspecified | (Particulate Matter (PM)) | PM | P | ENGINE DESIGN AND OPERATION. 15 PPM SULFUR FUEL. | 0.15 | GM/BHP-H | TEST METHOD | BACT-PSD | NSPS | U | 0 | U | 0 |  |  | 0 |  |  | 0 | 0 | N
MD-0044 | COVE POINT LNG TERMINAL | DOMINION COVE POINT LNG, LP | CALVERT | MD |  | USA | RICHARD B. GANGLE | SYSNULL |  | 3 | MD001 | MARYLAND DEPARTMENT OF THE ENVIRONMENT | MR. WILLIAM PAUL | (410)537-3276 | bpaul@mde.state.md.us | WILLIAM PAUL 410-537-3276 BILL.PAUL@MARYLAND.GOV | PSC CASE NO. 9318 | 4911 | 221119 | Not Found | 06/09/2014 &nbsp;ACT | 06/09/2014 &nbsp;ACT | 2015-08-25 | 2018-05-14 | U |  | LIQUIFIED NATURAL GAS PROCESSING FACILITY AND 130 MEGAWATT GENERATING STATIONFACILITY-WIDE PM10 EMISSION LIMIT = 124.2 TONS/YR FACILITY-WIDE PM2.5 EMISSION LIMIT= 124/2 TONS/YR FACILITY-WIDE CO2E EMISSION LIMIT = 2,030,988 TONS/YR FACILITY-WIDE FORMALDEHYDE EMISION LIMIT = 6.2 TONS/YR | FACILITY-WIDE PM10 EMISSION LIMIT = 124.2 TONS/YR FACILITY-WIDE PM2.5 EMISSION LIMIT= 124/2 TONS/YR FACILITY-WIDE CO2E EMISSION LIMIT = 2,030,988 TONS/YR FACILITY-WIDE FORMALDEHYDE EMISION LIMIT = 6.2 TONS/YR | EMERGENCY GENERATOR | 17.11 | ULTRA LOW SULFUR DIESEL | 1550 | HP | 40 CFR 60, SUBPART IIII, ULTRA LOW-SULFUR DIESEL FUEL, GOOD COMBUSTION PRACTICES | Particulate matter, filterable (FPM) | Unspecified | (Particulate Matter (PM)) | PM | P | EXCLUSIVE USE OF ULSD FUEL, GOOD COMBUSTION PRACTICES AND DESIGNED TO ACHIEVE EMISSION LIMITS | 0.15 | G/HP-H |  | BACT-PSD |  |  | 0 |  | 0.2 | G/KW-H |  | 0 |  |  | 0 | 0 | N
MD-0044 | COVE POINT LNG TERMINAL | DOMINION COVE POINT LNG, LP | CALVERT | MD |  | USA | RICHARD B. GANGLE | SYSNULL |  | 3 | MD001 | MARYLAND DEPARTMENT OF THE ENVIRONMENT | MR. WILLIAM PAUL | (410)537-3276 | bpaul@mde.state.md.us | WILLIAM PAUL 410-537-3276 BILL.PAUL@MARYLAND.GOV | PSC CASE NO. 9318 | 4911 | 221119 | Not Found | 06/09/2014 &nbsp;ACT | 06/09/2014 &nbsp;ACT | 2015-08-25 | 2018-05-14 | U |  | LIQUIFIED NATURAL GAS PROCESSING FACILITY AND 130 MEGAWATT GENERATING STATIONFACILITY-WIDE PM10 EMISSION LIMIT = 124.2 TONS/YR FACILITY-WIDE PM2.5 EMISSION LIMIT= 124/2 TONS/YR FACILITY-WIDE CO2E EMISSION LIMIT = 2,030,988 TONS/YR FACILITY-WIDE FORMALDEHYDE EMISION LIMIT = 6.2 TONS/YR | FACILITY-WIDE PM10 EMISSION LIMIT = 124.2 TONS/YR FACILITY-WIDE PM2.5 EMISSION LIMIT= 124/2 TONS/YR FACILITY-WIDE CO2E EMISSION LIMIT = 2,030,988 TONS/YR FACILITY-WIDE FORMALDEHYDE EMISION LIMIT = 6.2 TONS/YR | EMERGENCY GENERATOR | 17.11 | ULTRA LOW SULFUR DIESEL | 1550 | HP | 40 CFR 60, SUBPART IIII, ULTRA LOW-SULFUR DIESEL FUEL, GOOD COMBUSTION PRACTICES | Particulate matter, total &lt; 10 Âµ (TPM10) | Unspecified | (Particulate Matter (PM)) | PM | P | EXCLUSIVE USE OF ULSD FUEL, GOOD COMBUSTION PRACTICES AND DESIGNED TO ACHIEVE EMISSION LIMITS | 0.17 | G/HP-H |  | BACT-PSD |  |  | 0 |  | 0.23 | G/KW-H |  | 0 |  |  | 0 | 0 | N
MD-0044 | COVE POINT LNG TERMINAL | DOMINION COVE POINT LNG, LP | CALVERT | MD |  | USA | RICHARD B. GANGLE | SYSNULL |  | 3 | MD001 | MARYLAND DEPARTMENT OF THE ENVIRONMENT | MR. WILLIAM PAUL | (410)537-3276 | bpaul@mde.state.md.us | WILLIAM PAUL 410-537-3276 BILL.PAUL@MARYLAND.GOV | PSC CASE NO. 9318 | 4911 | 221119 | Not Found | 06/09/2014 &nbsp;ACT | 06/09/2014 &nbsp;ACT | 2015-08-25 | 2018-05-14 | U |  | LIQUIFIED NATURAL GAS PROCESSING FACILITY AND 130 MEGAWATT GENERATING STATIONFACILITY-WIDE PM10 EMISSION LIMIT = 124.2 TONS/YR FACILITY-WIDE PM2.5 EMISSION LIMIT= 124/2 TONS/YR FACILITY-WIDE CO2E EMISSION LIMIT = 2,030,988 TONS/YR FACILITY-WIDE FORMALDEHYDE EMISION LIMIT = 6.2 TONS/YR | FACILITY-WIDE PM10 EMISSION LIMIT = 124.2 TONS/YR FACILITY-WIDE PM2.5 EMISSION LIMIT= 124/2 TONS/YR FACILITY-WIDE CO2E EMISSION LIMIT = 2,030,988 TONS/YR FACILITY-WIDE FORMALDEHYDE EMISION LIMIT = 6.2 TONS/YR | EMERGENCY GENERATOR | 17.11 | ULTRA LOW SULFUR DIESEL | 1550 | HP | 40 CFR 60, SUBPART IIII, ULTRA LOW-SULFUR DIESEL FUEL, GOOD COMBUSTION PRACTICES | Particulate matter, total &lt; 2.5 Âµ (TPM2.5) | Unspecified | (Particulate Matter (PM)) | PM | P | EXCLUSIVE USE OF ULSD FUEL, GOOD COMBUSTION PRACTICES AND DESIGNED TO ACHIEVE EMISSION LIMITS | 0.17 | G/HP-H |  | BACT-PSD |  |  | 0 |  | 0.23 | G/KW-H |  | 0 |  |  | 0 | 0 | N
*MD-0042 | WILDCAT POINT GENERATION FACILITY | OLD DOMINION ELECTRIC CORPORATION (ODEC) | CECIL | MD | 17563 | USA | DAVID N. SMITH | 8049684045 | DSMITH@ODEC.COM | 3 | MD001 | MARYLAND DEPARTMENT OF THE ENVIRONMENT | MR. WILLIAM PAUL | (410)537-3276 | bpaul@mde.state.md.us | WILLIAM PAUL 410-537-3276 BILL.PAUL@MARYLAND.GOV | CPCN CASE NO. 9327 | 4911 | 221119 | 110062854834 | 04/08/2014 &nbsp;ACT | 04/08/2014 &nbsp;ACT | 2015-07-31 | 2018-03-23 | A |  | 1000 MEGAWATT COMBINED CYCLE NATURAL GAS-FIRED POWER PLANTFACILITY-WIDE PM10 EMISSION LIMIT = 278 TONS/YR FACILITY-WIDE PM2.5 EMISSION LIMIT = 272 TONS/YR FACILITY-WIDE SAM EMISSION LIMIT = 96 TONS/YR FACILITY-WIDE CO2E EMISSION LIMIT = 3,498,026 TONS/YR | FACILITY-WIDE PM10 EMISSION LIMIT = 278 TONS/YR FACILITY-WIDE PM2.5 EMISSION LIMIT = 272 TONS/YR FACILITY-WIDE SAM EMISSION LIMIT = 96 TONS/YR FACILITY-WIDE CO2E EMISSION LIMIT = 3,498,026 TONS/YR | EMERGENCY GENERATOR 1 | 17.11 | ULTRA LOW SULFU DIESEL | 2250 | KW | 40 CFR 60 SUBPART IIII, ULTRA LOW-SULFUR DIESEL FUEL, GOOD COMBUSTION PRACTICES | Particulate matter, filterable (FPM) | Unspecified | (Particulate Matter (PM)) | PM | P | EXCLUSIVE USE OF ULSD FUEL, GOOD COMBUSTION PRACTICES, LIMITED HOURS OF OPERATION, AND DESIGNED TO ACHIEVE EMISSION LIMITS | 0.15 | G/HP-H |  | BACT-PSD | NSPS |  | 0 |  | 0.2 | G/KW-H |  | 0 |  |  | 0 | 0 | N |  | NSPS 40 CFR 60 SUBPART IIII
*MD-0042 | WILDCAT POINT GENERATION FACILITY | OLD DOMINION ELECTRIC CORPORATION (ODEC) | CECIL | MD | 17563 | USA | DAVID N. SMITH | 8049684045 | DSMITH@ODEC.COM | 3 | MD001 | MARYLAND DEPARTMENT OF THE ENVIRONMENT | MR. WILLIAM PAUL | (410)537-3276 | bpaul@mde.state.md.us | WILLIAM PAUL 410-537-3276 BILL.PAUL@MARYLAND.GOV | CPCN CASE NO. 9327 | 4911 | 221119 | 110062854834 | 04/08/2014 &nbsp;ACT | 04/08/2014 &nbsp;ACT | 2015-07-31 | 2018-03-23 | A |  | 1000 MEGAWATT COMBINED CYCLE NATURAL GAS-FIRED POWER PLANTFACILITY-WIDE PM10 EMISSION LIMIT = 278 TONS/YR FACILITY-WIDE PM2.5 EMISSION LIMIT = 272 TONS/YR FACILITY-WIDE SAM EMISSION LIMIT = 96 TONS/YR FACILITY-WIDE CO2E EMISSION LIMIT = 3,498,026 TONS/YR | FACILITY-WIDE PM10 EMISSION LIMIT = 278 TONS/YR FACILITY-WIDE PM2.5 EMISSION LIMIT = 272 TONS/YR FACILITY-WIDE SAM EMISSION LIMIT = 96 TONS/YR FACILITY-WIDE CO2E EMISSION LIMIT = 3,498,026 TONS/YR | EMERGENCY GENERATOR 1 | 17.11 | ULTRA LOW SULFU DIESEL | 2250 | KW | 40 CFR 60 SUBPART IIII, ULTRA LOW-SULFUR DIESEL FUEL, GOOD COMBUSTION PRACTICES | Particulate matter, total &lt; 10 Âµ (TPM10) | Unspecified | (Particulate Matter (PM)) | PM | P | EXCLUSIVE USE OF ULSD FUEL, GOOD COMBUSTION PRACTICES, LIMITED HOURS OF OPERATION, AND DESIGNED TO ACHIEVE EMISSION LIMITS | 0.15 | G/HP-H |  | BACT-PSD | NSPS |  | 0 |  | 0.23 | G/KW-H |  | 0 |  |  | 0 | 0 | N |  | NSPS 40 CFR 60 SUBPART IIII
*MD-0042 | WILDCAT POINT GENERATION FACILITY | OLD DOMINION ELECTRIC CORPORATION (ODEC) | CECIL | MD | 17563 | USA | DAVID N. SMITH | 8049684045 | DSMITH@ODEC.COM | 3 | MD001 | MARYLAND DEPARTMENT OF THE ENVIRONMENT | MR. WILLIAM PAUL | (410)537-3276 | bpaul@mde.state.md.us | WILLIAM PAUL 410-537-3276 BILL.PAUL@MARYLAND.GOV | CPCN CASE NO. 9327 | 4911 | 221119 | 110062854834 | 04/08/2014 &nbsp;ACT | 04/08/2014 &nbsp;ACT | 2015-07-31 | 2018-03-23 | A |  | 1000 MEGAWATT COMBINED CYCLE NATURAL GAS-FIRED POWER PLANTFACILITY-WIDE PM10 EMISSION LIMIT = 278 TONS/YR FACILITY-WIDE PM2.5 EMISSION LIMIT = 272 TONS/YR FACILITY-WIDE SAM EMISSION LIMIT = 96 TONS/YR FACILITY-WIDE CO2E EMISSION LIMIT = 3,498,026 TONS/YR | FACILITY-WIDE PM10 EMISSION LIMIT = 278 TONS/YR FACILITY-WIDE PM2.5 EMISSION LIMIT = 272 TONS/YR FACILITY-WIDE SAM EMISSION LIMIT = 96 TONS/YR FACILITY-WIDE CO2E EMISSION LIMIT = 3,498,026 TONS/YR | EMERGENCY GENERATOR 1 | 17.11 | ULTRA LOW SULFU DIESEL | 2250 | KW | 40 CFR 60 SUBPART IIII, ULTRA LOW-SULFUR DIESEL FUEL, GOOD COMBUSTION PRACTICES | Particulate matter, total &lt; 2.5 Âµ (TPM2.5) | Unspecified | (Particulate Matter (PM)) | PM | P | EXCLUSIVE USE OF ULSD FUEL, GOOD COMBUSTION PRACTICES, LIMITED HOURS OF OPERATION, AND DESIGNED TO ACHIEVE EMISSION LIMITS | 0.15 | G/HP-H |  | BACT-PSD | NSPS |  | 0 |  | 0.23 | G/KW-H |  | 0 |  |  | 0 | 0 | N
FL-0310 | SHADY HILLS GENERATING STATION | SHADY HILLS POWER COMPANY | PASCO | FL | 6927 | USA | ROY S. BELDEN | 2033576820 | ROY.BELDEN@GE.COM | 4 | FL001 | FLORIDA DEPT. OF ENVIRONMENTAL PROTECTION | MR. DAVID READ | (850) 717-9000 | David.Read@dep.state.fl.us | SYED ARIF, PROJECT ENGINEER PHONE 850/ 921-9528 SYED.ARIF@DEP.STATE.FL.US TERESA HERON PHONE 850/921-9529 TERESA.HERON@DEP.STATE.FL.US | PSD-FL-402 | 4911 | 221122 | 1210100373 | 05/13/2008 &nbsp;ACT | 01/12/2009 &nbsp;ACT | 2009-07-29 | 2010-01-26 | B |  | THIS FACILITY CONSISTS OF THREE, DUAL-FUEL, NOMINAL 170 MW GENERAL ELECTRIC MODEL PG7241FA (GE 7FA) SIMPLE CYCLE COMBUSTION TURBINES-ELECTRICAL GENERATORS, THREE EXHAUST STACKS THAT ARE 18 FEET IN DIAMETER AND 75 FEET TALL, AND ONE 2.8-MILLION GALLON DISTILLATE FUEL OIL STORAGE TANK. THE COMBUSTION TURBINE UNITS CAN OPERATE IN SIMPLE-CYCLE MODE AND INTERMITTENT DUTY MODE. THE UNITS ARE EQUIPPED WITH DRY LOW-NITROGEN OXIDES (NOX) COMBUSTORS AND WATER INJECTION CAPABILITY. THE THREE COMBUSTION TURBINES ARE REGULATED UNDER PHASE II OF THE FEDERAL ACID RAIN PROGRAM. THIS FACILITY OPERATES DURING PEAK HOURS OF ELECTRICAL USE. |  | 2.5 MW EMERGENCY GENERATOR | 17.11 | ULTRA LOW S OIL | 2.5 | MW | MAXIMUM HOURS OF OPERATION: 500 HRS/YR | Particulate matter, total &lt; 10 Âµ (TPM10) | Other - Verification delivery receipts | (Particulate Matter (PM)) | PM | P | FIRING ULSO WITH A MAXIMUM SULFUR CONTENT OF 0.0015% BY WEIGHT AND A MAXIMUM HOURS OF OPERATION OF 500 HOUR/YR. | 0.4 | G/HP-H | NA /RECORDKEEPING | BACT-PSD | NSPS | U | 0 | U | 0 |  |  | 0 |  |  | 0 | 0 | N |  | COMPLIANCE BY FIRING ULSO WITH A MAXIMUM SULFUR CONTENT, BY WEIGHT, AND VERIFIED ON EACH DELIVERY USING RECEIPT.
FL-0310 | SHADY HILLS GENERATING STATION | SHADY HILLS POWER COMPANY | PASCO | FL | 6927 | USA | ROY S. BELDEN | 2033576820 | ROY.BELDEN@GE.COM | 4 | FL001 | FLORIDA DEPT. OF ENVIRONMENTAL PROTECTION | MR. DAVID READ | (850) 717-9000 | David.Read@dep.state.fl.us | SYED ARIF, PROJECT ENGINEER PHONE 850/ 921-9528 SYED.ARIF@DEP.STATE.FL.US TERESA HERON PHONE 850/921-9529 TERESA.HERON@DEP.STATE.FL.US | PSD-FL-402 | 4911 | 221122 | 1210100373 | 05/13/2008 &nbsp;ACT | 01/12/2009 &nbsp;ACT | 2009-07-29 | 2010-01-26 | B |  | THIS FACILITY CONSISTS OF THREE, DUAL-FUEL, NOMINAL 170 MW GENERAL ELECTRIC MODEL PG7241FA (GE 7FA) SIMPLE CYCLE COMBUSTION TURBINES-ELECTRICAL GENERATORS, THREE EXHAUST STACKS THAT ARE 18 FEET IN DIAMETER AND 75 FEET TALL, AND ONE 2.8-MILLION GALLON DISTILLATE FUEL OIL STORAGE TANK. THE COMBUSTION TURBINE UNITS CAN OPERATE IN SIMPLE-CYCLE MODE AND INTERMITTENT DUTY MODE. THE UNITS ARE EQUIPPED WITH DRY LOW-NITROGEN OXIDES (NOX) COMBUSTORS AND WATER INJECTION CAPABILITY. THE THREE COMBUSTION TURBINES ARE REGULATED UNDER PHASE II OF THE FEDERAL ACID RAIN PROGRAM. THIS FACILITY OPERATES DURING PEAK HOURS OF ELECTRICAL USE. |  | 2.5 MW EMERGENCY GENERATOR | 17.11 | ULTRA LOW S OIL | 2.5 | MW | MAXIMUM HOURS OF OPERATION: 500 HRS/YR | Particulate matter, total &lt; 10 Âµ (TPM10) | Other - Verification delivery receipts | (Particulate Matter (PM)) | PM | P | FIRING ULSO WITH A MAXIMUM SULFUR CONTENT OF 0.0015% BY WEIGHT AND A MAXIMUM HOURS OF OPERATION OF 500 HOUR/YR. | 0.4 | G/HP-H | NA /RECORDKEEPING | BACT-PSD | NSPS | U | 0 | U | 0 |  |  | 0 |  |  | 0 | 0 | N |  | COMPLIANCE BY FIRING ULSO WITH A MAXIMUM SULFUR CONTENT, BY WEIGHT, AND VERIFIED ON EACH DELIVERY USING RECEIPT.
WV-0027 | INWOOD | KNAUF INSULATION INC. | BERKELEY | WV | 25428 | USA | CHRISTOPHER MARHIN | 317-421-8561 | CHRIS.MAHIN@KNAUFINSULATION.COM | 3 | WV001 | WEST VIRGINIA DEPT. OF ENVRIONMENTAL PROTECTION; DIV. OF AIR QUALITY | MR. JOE KESSLER, PE | (304)926-0499X1219 | Joseph.r.kessler@wv.gov | Permit Writer: Mr. Ed Andrews 304-926-0499 x1214 | R14-0015M | 3296 | 327993 | 110064365306 | 03/13/2017 &nbsp;ACT | 09/15/2017 &nbsp;ACT | 2017-12-07 | 2018-05-01 | C | http://dep.wv.gov/daq/Documents/September 2017 Permits and Evals/003-00027_PERM_R14-0015M.pdf | Insulation Manufacturing Facility |  | Emergency Generator - ESDG14 | 17.11 | ULSD | 900 | bhp | Used to supply power to the facility in the event of power loss | Particulate matter, total &lt; 10 Âµ (TPM10) | Unspecified | (Particulate Matter (PM)) | PM | P | Good Combustion | 0.2 | G/HP-HR |  | BACT-PSD | NSPS | U | 0 | N | 0 |  |  | 0 |  |  | 0 | 0 | N |  | Engine limited to 100 hours non-emergency use per year.
LA-0254 | NINEMILE POINT ELECTRIC GENERATING PLANT | ENTERGY LOUISIANA LLC | JEFFERSON | LA | 70094 | USA | CHRISTEE HERBERT | (504) 576-5699 | CHERBER@ENTERGY.COM | 6 | LA001 | LOUISIANA DEPARTMENT OF ENV QUALITY | MR. BRYAN D. JOHNSTON | (225)219-3450 | BRYAN.JOHNSTON@LA.GOV | PERMIT WRITER: CHRIS SMITH, (225) 219-3417 | PSD-LA-752 | 4911 | 221112 | 110002049328 | 09/14/2010 &nbsp;ACT | 08/16/2011 &nbsp;ACT | 2011-09-22 | 2011-12-12 | B |  | 1827 MW POWER PLANT (PRE-PROJECT). NATURAL GAS IS PRIMARY FUEL; NO. 2 &amp; NO. 4 FUEL OIL ARE SECONDARY FUELS. PROJECT INVOLVES DECOMMISSIONING OF 2 BOILERS AND THE CONSTRUCTION OF 2 COMBINED CYCLE GAS TURBINES WITH DUCT BURNERS, A NATURAL GAS-FIRED AUXILIARY BOILER, A DIESEL GENERATOR, 2 COOLING TOWERS, A FUEL OIL STORAGE TANK, A DIESEL-FIRED FIREWASTER PUMP, AND AN ANHYDROUS AMMONIA TANK. FUELS FOR THE TURBINES INCLUDE NATURAL GAS, NO. 2 FUEL OIL, AND ULTRA LOW SULFUR DIESEL. | APPLICATION ACCEPTED RECEIVED DATE = DATE OF ADMINISTRATIVE COMPLETENESS BACT FOR GREENHOUSE GASES (CO2E) FROM THE COMBINED CYCLE TURBINE GENERATORS (UNITS 6A & 6B) IS OPERATING PROPERLY AND PERFORMING NECESSARY ROUTINE MAINTENANCE, REPAIR, AND REPLACEMENT TO MAINTAIN THE GROSS HEAT RATE AT OR BELOW 7630 BTU/KW-HR (HHV) (ANNUAL AVERAGE). | EMERGENCY DIESEL GENERATOR | 17.11 | DIESEL | 1250 | HP |  | Particulate matter, total &lt; 10 Âµ (TPM10) | Unspecified | (Particulate Matter (PM)) | PM | P | Good Combustion | 0.15 | G/HP-H | ANNUAL AVERAGE | BACT-PSD | OPERATING PERMIT | U | 0 | U | 0 |  |  | 0.15 | G/HP-H | ANNUAL AVERAGE | 0 | 0 | N
FL-0346 | LAUDERDALE PLANT | FLORIDA POWER & LIGHT | BROWARD | FL | 33314 | USA | JOHN HAMPP |  | JOHN.HAMPP@FPL.COM | 4 | FL001 | FLORIDA DEPT. OF ENVIRONMENTAL PROTECTION | MR. DAVID READ | (850) 717-9000 | David.Read@dep.state.fl.us |  | 0110037-011-AC | 4911 | 221112 | 110002044065 | 11/01/2013 &nbsp;ACT | 04/22/2014 &nbsp;ACT | 2015-01-08 | 2016-05-05 | D | http://arm-permit2k.dep.state.fl.us/nontv/0110037.011.AC.F.ZIP | Large natural gas- and oil-fired power facility, consisting of four combined cycle units, and many combustion turbines. Small peaking units being replaced with larger combustion turbines. | In this project, 24 peaking turbines from the Lauderdale facility are being replaced with five 200 MW combustion turbines at Lauderdale. The turbines will fire primarily natural gas, but may also fire ULSD fuel oil. Triggers PSD for NOx, PM, CO, VOC, and GHG. GHG permit issued by US EPA Region 4. Technical evaluation available at http://arm-permit2k.dep.state.fl.us/nontv/0110037.011.AC.D.ZIP | Four 3100 kW black start emergency generators | 17.11 | ULSD | 2.32 | MMBtu/hr (HHV) per engine | Fired with ULSD | Particulate matter, total (TPM) | Unspecified | (Particulate Matter (PM)) | PM | P | Good combustion practice | 0.15 | g/HP-H |  | BACT-PSD | NSPS | U | 0 | U | 0 |  |  | 0 |  |  | 0 | 0 | N |  | BACT = NSPS IIII; Certified IIII engine meets BACT.
AK-0071 | INTERNATIONAL STATION POWER PLANT | CHUGACH ELECTRIC ASSOCIATION, INC. | MUNCIPALITY OF ANCHORAGE | AK | 99518-1074 | USA | GREG ARTHUR | (907) 762-4492 | GREG_ARTHUR@CHUGACHELECTRIC.COM | 10 | AK001 | ALASKA DEPT OF ENVIRONMENTAL CONS | MR. JIM PLOSAY | (907) 465-5103 | JOHN.KUTERBACH@ALASKA.GOV | Dr. Fathima Zeena" Siddeek 410 Willoughby Way Ste. 303 Juneau | AK 99811" | AQ0164CPT01 | 4911 | 221112 | Not Applicable | 03/31/2010 &nbsp;ACT | 12/20/2010 &nbsp;ACT | 2010-12-20 | B | http://dec.alaska.gov/air/ap/docs/AQ0164CPT01finper.pdf | Combined Cycle Power Power Plant |  | Caterpillar 3215C Black Start Generator (1) | 17.11 | ULSD | 1500 | KW-e |  | Particulate matter, total &lt; 10 Âµ (TPM10) | Unspecified | (Particulate Matter (PM)) | PM | P | Good Combustion Practices | 0.03 | G/HP-H | INSTANTANEOUS | BACT-PSD |  | U | 0 | U | 0 |  |  | 0 |  |  | 0 | 0 | N |  | Cost analysis not conducted since cost was not a factor in BACT determination.
AK-0071 | INTERNATIONAL STATION POWER PLANT | CHUGACH ELECTRIC ASSOCIATION, INC. | MUNCIPALITY OF ANCHORAGE | AK | 99518-1074 | USA | GREG ARTHUR | (907) 762-4492 | GREG_ARTHUR@CHUGACHELECTRIC.COM | 10 | AK001 | ALASKA DEPT OF ENVIRONMENTAL CONS | MR. JIM PLOSAY | (907) 465-5103 | JOHN.KUTERBACH@ALASKA.GOV | Dr. Fathima Zeena" Siddeek 410 Willoughby Way Ste. 303 Juneau | AK 99811" | AQ0164CPT01 | 4911 | 221112 | Not Applicable | 03/31/2010 &nbsp;ACT | 12/20/2010 &nbsp;ACT | 2010-12-20 | B | http://dec.alaska.gov/air/ap/docs/AQ0164CPT01finper.pdf | Combined Cycle Power Power Plant |  | Caterpillar 3215C Black Start Generator (1) | 17.11 | ULSD | 1500 | KW-e |  | Particulate matter, total &lt; 2.5 Âµ (TPM2.5) | Unspecified | (Particulate Matter (PM)) | PM | P | Good Combustion Practices | 0.03 | G/HP-H | INSTANTANEOUS | BACT-PSD |  | U | 0 | U | 0 |  |  | 0 |  |  | 0 | 0 | N |  | Cost analysis not conducted since cost was not a factor in BACT determination.
AK-0071 | INTERNATIONAL STATION POWER PLANT | CHUGACH ELECTRIC ASSOCIATION, INC. | MUNCIPALITY OF ANCHORAGE | AK | 99518-1074 | USA | GREG ARTHUR | (907) 762-4492 | GREG_ARTHUR@CHUGACHELECTRIC.COM | 10 | AK001 | ALASKA DEPT OF ENVIRONMENTAL CONS | MR. JIM PLOSAY | (907) 465-5103 | JOHN.KUTERBACH@ALASKA.GOV | Dr. Fathima Zeena" Siddeek 410 Willoughby Way Ste. 303 Juneau | AK 99811" | AQ0164CPT01 | 4911 | 221112 | Not Applicable | 03/31/2010 &nbsp;ACT | 12/20/2010 &nbsp;ACT | 2010-12-20 | B | http://dec.alaska.gov/air/ap/docs/AQ0164CPT01finper.pdf | Combined Cycle Power Power Plant |  | Caterpillar 3215C Black Start Generator (1) | 17.11 | ULSD | 1500 | KW-e |  | Particulate matter, total (TPM) | Unspecified | (Particulate Matter (PM)) | PM | P | Good Combustion Practices | 0.03 | G/HP-H | INSTANTANEOUS | BACT-PSD |  | U | 0 | U | 0 |  |  | 0 |  |  | 0 | 0 | N |  | Cost analysis not conducted since cost was not a factor in BACT determination.
MI-0402 | SUMPTER POWER PLANT | WOLVERINE POWER SUPPLY COOPERATIVE INC. | WAYNE | MI | 48111 | USA | BRIAN WARNER | 231-775-5700 | BWARNER@WPSCI.COM | 5 | MI001 | MICHIGAN DEPT OF ENVIRONMENTAL QUALITY | MS. CINDY SMITH | (517)284-6802 | SMITHC17@MICHIGAN.GOV | Please contact permit engineer Julie Brunner at 517-373-7088 or brunnerj1@michigan.gov for questions related to this permit. Thank you. | 81-11 | 4911 | 221112 | 2616305315 | 05/27/2011 &nbsp;ACT | 11/17/2011 &nbsp;ACT | 2012-11-30 | 2016-05-04 | D |  | Utility--Natural gas fired combustion turbine | Other Facility Wide Pollutants not listed below: PM10 = 14.8 tpy PM2.5 = 14.8 tpy CO2e = 232,639 tpy | Diesel fuel-fired combustion engine (RICE) | 17.11 | Diesel | 732 | HP | Diesel fuel-fired engine for emergency. | Particulate matter, filterable (FPM) | Unspecified | (Particulate Matter (PM)) | PM | P | Good combustion practices | 0.05 | G/HP-H | TEST | BACT-PSD | NSPS , NESHAP , OTHER | N | 0 | N | 0 |  |  | 0 |  |  | 0 | 0 | N |  | Top ranking option
IN-0173 | MIDWEST FERTILIZER CORPORATION | MIDWEST FERTILIZER CORPORATION | POSEY | IN | 47620 | USA | MICHAEL CHORLTON | 3176258315 |  | 5 | IN001 | INDIANA DEPT OF ENV MGMT, OFC OF AIR | MR. MATT STUCKEY | (317) 233-0203 | mstuckey@idem.in.gov | PERMIT WRITER: DAVID MATOUSEK (317) 232-8253 DMATOUSE@IDEM.IN.GOV SECTION CHIEF: NATHAN BELL (317) 233-5670 NBELL@IDEM.IN.GOV | 129-33576-00059 | 2873 | 325311 | 110059696841 | 08/26/2013 &nbsp;ACT | 06/04/2014 &nbsp;ACT | 2014-07-17 | 2016-05-04 | A | HTTP://PERMITS.AIR.IDEM.IN.GOV/33576F.PDF | A STATIONARY NITROGEN FERTILIZER MANUFACTURING FACILITY |  | DIESEL FIRED EMERGENCY GENERATOR | 17.11 | NO. 2, DIESEL | 3600 | BHP | ANNUAL OPERATING HOURS SHALL NOT EXCEED 500 HOURS. INSIGNIFICANT ACTIVITY WILL NOT BE TESTED. | Particulate matter, filterable (FPM) | Unspecified | (Particulate Matter (PM)) | PM | P | GOOD COMBUSTION PRACTICES | 0.15 | G/BHP-H | 3-HR AVERAGE | BACT-PSD |  | N | 0 |  | 0 |  |  | 0 |  |  | 0 | 0 | N
IN-0173 | MIDWEST FERTILIZER CORPORATION | MIDWEST FERTILIZER CORPORATION | POSEY | IN | 47620 | USA | MICHAEL CHORLTON | 3176258315 |  | 5 | IN001 | INDIANA DEPT OF ENV MGMT, OFC OF AIR | MR. MATT STUCKEY | (317) 233-0203 | mstuckey@idem.in.gov | PERMIT WRITER: DAVID MATOUSEK (317) 232-8253 DMATOUSE@IDEM.IN.GOV SECTION CHIEF: NATHAN BELL (317) 233-5670 NBELL@IDEM.IN.GOV | 129-33576-00059 | 2873 | 325311 | 110059696841 | 08/26/2013 &nbsp;ACT | 06/04/2014 &nbsp;ACT | 2014-07-17 | 2016-05-04 | A | HTTP://PERMITS.AIR.IDEM.IN.GOV/33576F.PDF | A STATIONARY NITROGEN FERTILIZER MANUFACTURING FACILITY |  | DIESEL FIRED EMERGENCY GENERATOR | 17.11 | NO. 2, DIESEL | 3600 | BHP | ANNUAL OPERATING HOURS SHALL NOT EXCEED 500 HOURS. INSIGNIFICANT ACTIVITY WILL NOT BE TESTED. | Particulate matter, total &lt; 10 Âµ (TPM10) | Unspecified | (Particulate Matter (PM)) | PM | A | GOOD COMBUSTION PRACTICES | 0.15 | G/BHP-H | 3-HR AVERAGE | BACT-PSD |  | N | 0 |  | 0 |  |  | 0 |  |  | 0 | 0 | N
IN-0173 | MIDWEST FERTILIZER CORPORATION | MIDWEST FERTILIZER CORPORATION | POSEY | IN | 47620 | USA | MICHAEL CHORLTON | 3176258315 |  | 5 | IN001 | INDIANA DEPT OF ENV MGMT, OFC OF AIR | MR. MATT STUCKEY | (317) 233-0203 | mstuckey@idem.in.gov | PERMIT WRITER: DAVID MATOUSEK (317) 232-8253 DMATOUSE@IDEM.IN.GOV SECTION CHIEF: NATHAN BELL (317) 233-5670 NBELL@IDEM.IN.GOV | 129-33576-00059 | 2873 | 325311 | 110059696841 | 08/26/2013 &nbsp;ACT | 06/04/2014 &nbsp;ACT | 2014-07-17 | 2016-05-04 | A | HTTP://PERMITS.AIR.IDEM.IN.GOV/33576F.PDF | A STATIONARY NITROGEN FERTILIZER MANUFACTURING FACILITY |  | DIESEL FIRED EMERGENCY GENERATOR | 17.11 | NO. 2, DIESEL | 3600 | BHP | ANNUAL OPERATING HOURS SHALL NOT EXCEED 500 HOURS. INSIGNIFICANT ACTIVITY WILL NOT BE TESTED. | Particulate matter, total &lt; 2.5 Âµ (TPM2.5) | Unspecified | (Particulate Matter (PM)) | PM | P | GOOD COMBUSTION PRACTICES | 0.15 | G/BHP-H | 3-HR AVERAGE | BACT-PSD |  | N | 0 |  | 0 |  |  | 0 |  |  | 0 | 0 | N
IN-0179 | OHIO VALLEY RESOURCES, LLC | OHIO VALLEY RESOURCES, LLC | SPENCER | IN | 47635 | USA | DOUG WILSON | 6185990015 |  | 5 | IN001 | INDIANA DEPT OF ENV MGMT, OFC OF AIR | MR. MATT STUCKEY | (317) 233-0203 | mstuckey@idem.in.gov | SECTION CHIEF: NATHAN BELL (317) 233-5670 NBELL@IDEM.IN.GOV PERMIT WRITER: DAVID MATOUSEK (317) 232-8253 DMATOUSE@IDEM.IN.GOV | 147-32322-00062 | 2873 | 325311 | 110055148273 | 09/17/2012 &nbsp;ACT | 09/25/2013 &nbsp;ACT | 2014-08-12 | 2016-05-04 | A | HTTP://PERMITS.AIR.IDEM.IN.GOV/32322F.PDF | NITROGENOUS FERTILIZER PRODUCTION PLANT |  | DIESEL-FIRED EMERGENCY GENERATOR | 17.11 | NO. 2 FUEL OIL | 4690 | B-HP | ANNUAL HOURS OF OPERATION NOT TO EXCEED 200 HOURS. | Particulate matter, filterable (FPM) | Unspecified | (Particulate Matter (PM)) | PM | P | GOOD COMBUSTION PRACTICES | 0.15 | G/B-HP-H | 3-HR AVERAGE | BACT-PSD |  | N | 0 |  | 0 |  |  | 0 |  |  | 0 | 0 | N |  | ADD ON CONTROLS ARE NOT NORMALLY REQUIRED FOR LIMITED USE EMISSION UNITS.
IN-0180 | MIDWEST FERTILIZER CORPORATION | MIDWEST FERTILIZER CORPORATION | POSEY | IN | 47620 | USA | MICHAEL CHORLTON | 3176258315 |  | 5 | IN001 | INDIANA DEPT OF ENV MGMT, OFC OF AIR | MR. MATT STUCKEY | (317) 233-0203 | mstuckey@idem.in.gov | PERMIT WRITER: DAVID MATOUSEK (317) 232-8253 DMATOUSE@IDEM.IN.GOV SECTION CHIEF: NATHAN BELL (317) 233-5670 NBELL@IDEM.IN.GOV | 129-33576-00059 | 2873 | 325311 | 110059696841 | 08/26/2013 &nbsp;ACT | 06/04/2014 &nbsp;ACT | 2014-08-12 | 2016-05-05 | A | HTTP://PERMITS.AIR.IDEM.IN.GOV/33576F.PDF | A STATIONARY NITROGEN FERTILIZER MANUFACTURING FACILITY |  | DIESEL FIRED EMERGENCY GENERATOR | 17.11 | NO. 2, DIESEL | 3600 | BHP | ANNUAL OPERATING HOURS SHALL NOT EXCEED 500 HOURS. INSIGNIFICANT ACTIVITY WILL NOT BE TESTED. | Particulate matter, filterable (FPM) | Unspecified | (Particulate Matter (PM)) | PM | P | GOOD COMBUSTION PRACTICES | 0.15 | G/B-HP-H | 3-HR AVERAGE | BACT-PSD |  | N | 0 |  | 0 |  |  | 0 |  |  | 0 | 0 | N
IN-0179 | OHIO VALLEY RESOURCES, LLC | OHIO VALLEY RESOURCES, LLC | SPENCER | IN | 47635 | USA | DOUG WILSON | 6185990015 |  | 5 | IN001 | INDIANA DEPT OF ENV MGMT, OFC OF AIR | MR. MATT STUCKEY | (317) 233-0203 | mstuckey@idem.in.gov | SECTION CHIEF: NATHAN BELL (317) 233-5670 NBELL@IDEM.IN.GOV PERMIT WRITER: DAVID MATOUSEK (317) 232-8253 DMATOUSE@IDEM.IN.GOV | 147-32322-00062 | 2873 | 325311 | 110055148273 | 09/17/2012 &nbsp;ACT | 09/25/2013 &nbsp;ACT | 2014-08-12 | 2016-05-04 | A | HTTP://PERMITS.AIR.IDEM.IN.GOV/32322F.PDF | NITROGENOUS FERTILIZER PRODUCTION PLANT |  | DIESEL-FIRED EMERGENCY GENERATOR | 17.11 | NO. 2 FUEL OIL | 4690 | B-HP | ANNUAL HOURS OF OPERATION NOT TO EXCEED 200 HOURS. | Particulate matter, total &lt; 10 Âµ (TPM10) | Unspecified | (Particulate Matter (PM)) | PM | P | GOOD COMBUSTION PRACTICES | 0.15 | G/B-HP-H | 3-HR AVERAGE | BACT-PSD |  | N | 0 |  | 0 |  |  | 0 |  |  | 0 | 0 | N |  | ADD ON CONTROLS ARE NOT NORMALLY REQUIRED FOR LIMITED USE EMISSION UNITS.
IN-0180 | MIDWEST FERTILIZER CORPORATION | MIDWEST FERTILIZER CORPORATION | POSEY | IN | 47620 | USA | MICHAEL CHORLTON | 3176258315 |  | 5 | IN001 | INDIANA DEPT OF ENV MGMT, OFC OF AIR | MR. MATT STUCKEY | (317) 233-0203 | mstuckey@idem.in.gov | PERMIT WRITER: DAVID MATOUSEK (317) 232-8253 DMATOUSE@IDEM.IN.GOV SECTION CHIEF: NATHAN BELL (317) 233-5670 NBELL@IDEM.IN.GOV | 129-33576-00059 | 2873 | 325311 | 110059696841 | 08/26/2013 &nbsp;ACT | 06/04/2014 &nbsp;ACT | 2014-08-12 | 2016-05-05 | A | HTTP://PERMITS.AIR.IDEM.IN.GOV/33576F.PDF | A STATIONARY NITROGEN FERTILIZER MANUFACTURING FACILITY |  | DIESEL FIRED EMERGENCY GENERATOR | 17.11 | NO. 2, DIESEL | 3600 | BHP | ANNUAL OPERATING HOURS SHALL NOT EXCEED 500 HOURS. INSIGNIFICANT ACTIVITY WILL NOT BE TESTED. | Particulate matter, total &lt; 10 Âµ (TPM10) | Unspecified | (Particulate Matter (PM)) | PM | A | GOOD COMBUSTION PRACTICES | 0.15 | G/B-HP-H | 3-HR AVERAGE | BACT-PSD |  | N | 0 |  | 0 |  |  | 0 |  |  | 0 | 0 | N
IN-0180 | MIDWEST FERTILIZER CORPORATION | MIDWEST FERTILIZER CORPORATION | POSEY | IN | 47620 | USA | MICHAEL CHORLTON | 3176258315 |  | 5 | IN001 | INDIANA DEPT OF ENV MGMT, OFC OF AIR | MR. MATT STUCKEY | (317) 233-0203 | mstuckey@idem.in.gov | PERMIT WRITER: DAVID MATOUSEK (317) 232-8253 DMATOUSE@IDEM.IN.GOV SECTION CHIEF: NATHAN BELL (317) 233-5670 NBELL@IDEM.IN.GOV | 129-33576-00059 | 2873 | 325311 | 110059696841 | 08/26/2013 &nbsp;ACT | 06/04/2014 &nbsp;ACT | 2014-08-12 | 2016-05-05 | A | HTTP://PERMITS.AIR.IDEM.IN.GOV/33576F.PDF | A STATIONARY NITROGEN FERTILIZER MANUFACTURING FACILITY |  | DIESEL FIRED EMERGENCY GENERATOR | 17.11 | NO. 2, DIESEL | 3600 | BHP | ANNUAL OPERATING HOURS SHALL NOT EXCEED 500 HOURS. INSIGNIFICANT ACTIVITY WILL NOT BE TESTED. | Particulate matter, total &lt; 2.5 Âµ (TPM2.5) | Unspecified | (Particulate Matter (PM)) | PM | P | GOOD COMBUSTION PRACTICES | 0.15 | G/B-HP-H | 3-HR AVERAGE | BACT-PSD |  | N | 0 |  | 0 |  |  | 0 |  |  | 0 | 0 | N
MI-0406 | RENAISSANCE POWER LLC | LS POWER DEVELOPMENT LLC | MONTCALM | MI | 48811 | USA | BRADLEY COOLEY | 636-534-3268 | BCOOLEY@LSPOWER.COM | 5 | MI001 | MICHIGAN DEPT OF ENVIRONMENTAL QUALITY | MS. CINDY SMITH | (517)284-6802 | SMITHC17@MICHIGAN.GOV | Please contact the permit engineer, Melissa Byrnes, at 517-284-6790 or at BYRNESM@michigan.gov for technical questions regarding this permit. Thank you. | 51-13 | 4911 | 221112 | 2611705287 | 07/13/2013 &nbsp;ACT | 11/01/2013 &nbsp;ACT | 2014-03-19 | 2016-07-07 | C |  | For technical questions regarding this permit, please contact the permit engineer, Melissa Byrnes, at 517-284-6790. Thank you. | Other facility-wide pollutants not listed below (tpy): PM10=211.19+ PM2.5=205.24+ Lead=0.0027+ CO2e=5,398,441+ Sulfuric Acid Mist=5.67+ | FG-EMGEN7-8; Two (2) 1,000kW diesel-fueled emergency reciprocating internal combustion engines | 17.11 | Diesel | 1000 | kW | 1,000 kW (1,502 hp) each; hours restriction = 500 hours each per year. | Particulate matter, total &lt; 2.5 Âµ (TPM2.5) | Unspecified | (Particulate Matter (PM)) | PM | P | Good combustion practices | 0.15 | G/B-HP-H | TEST PROTOCOL; EACH UNIT. | BACT-PSD | SIP | N | 0 | N | 0 |  |  | 0 |  |  | 0 | 0 | N |  | The PM2.5 emission limit of 0.15 g/bhp-hr applies to each unit.
IN-0263 | MIDWEST FERTILIZER COMPANY LLC | MIDWEST FERTILIZER COMPANY LLC | POSEY | IN | 47620 | USA | RON OGLESBY | 9703057850 |  | 5 | IN001 | INDIANA DEPT OF ENV MGMT, OFC OF AIR | MR. MATT STUCKEY | (317) 233-0203 | mstuckey@idem.in.gov | PERMIT WRITER: DEENA P. LEVERING 317-234-5400 DLEVERIN@IDEM.IN.GOV SECTION CHIEF: TRIPURARI SINHA PH.D. 317-234-4907 | 129-36943-00059 | 2873 | 325311 | 110059696841 | 03/11/2016 &nbsp;ACT | 03/23/2017 &nbsp;ACT | 2017-07-07 | 2017-08-22 | C | HTTP:PERMITS.AIR.IDEM.IN.GOV/36943F.PDF | STATIONARY NITROGEN FERTILIZER MANUFACTURING FACILITY |  | EMERGENCY GENERATORS (EU014A AND EU-014B) | 17.11 | DISTILLATE OIL | 3600 | HP EACH |  | Particulate matter, total &lt; 10 Âµ (TPM10) | Unspecified | (Particulate Matter (PM)) | PM | P | GOOD COMBUSTION PRACTICES | 0.15 | G/HP-H EACH | 3 HOUR AVERAGE | BACT-PSD |  | N | 0 |  | 500 | H/YR EACH |  | 0 |  |  | 0 | 0 | N | 2016
IN-0263 | MIDWEST FERTILIZER COMPANY LLC | MIDWEST FERTILIZER COMPANY LLC | POSEY | IN | 47620 | USA | RON OGLESBY | 9703057850 |  | 5 | IN001 | INDIANA DEPT OF ENV MGMT, OFC OF AIR | MR. MATT STUCKEY | (317) 233-0203 | mstuckey@idem.in.gov | PERMIT WRITER: DEENA P. LEVERING 317-234-5400 DLEVERIN@IDEM.IN.GOV SECTION CHIEF: TRIPURARI SINHA PH.D. 317-234-4907 | 129-36943-00059 | 2873 | 325311 | 110059696841 | 03/11/2016 &nbsp;ACT | 03/23/2017 &nbsp;ACT | 2017-07-07 | 2017-08-22 | C | HTTP:PERMITS.AIR.IDEM.IN.GOV/36943F.PDF | STATIONARY NITROGEN FERTILIZER MANUFACTURING FACILITY |  | EMERGENCY GENERATORS (EU014A AND EU-014B) | 17.11 | DISTILLATE OIL | 3600 | HP EACH |  | Particulate matter, total &lt; 2.5 Âµ (TPM2.5) | Unspecified | (Particulate Matter (PM)) | PM | P | GOOD COMBUSTION PRACTICES | 0.15 | G/HP-H EACH | 3 HOUR AVERAGE | BACT-PSD |  | N | 0 |  | 500 | H/YR EACH |  | 0 |  |  | 0 | 0 | N | 2016
IN-0263 | MIDWEST FERTILIZER COMPANY LLC | MIDWEST FERTILIZER COMPANY LLC | POSEY | IN | 47620 | USA | RON OGLESBY | 9703057850 |  | 5 | IN001 | INDIANA DEPT OF ENV MGMT, OFC OF AIR | MR. MATT STUCKEY | (317) 233-0203 | mstuckey@idem.in.gov | PERMIT WRITER: DEENA P. LEVERING 317-234-5400 DLEVERIN@IDEM.IN.GOV SECTION CHIEF: TRIPURARI SINHA PH.D. 317-234-4907 | 129-36943-00059 | 2873 | 325311 | 110059696841 | 03/11/2016 &nbsp;ACT | 03/23/2017 &nbsp;ACT | 2017-07-07 | 2017-08-22 | C | HTTP:PERMITS.AIR.IDEM.IN.GOV/36943F.PDF | STATIONARY NITROGEN FERTILIZER MANUFACTURING FACILITY |  | EMERGENCY GENERATORS (EU014A AND EU-014B) | 17.11 | DISTILLATE OIL | 3600 | HP EACH |  | Particulate matter, total (TPM) | Unspecified | (Particulate Matter (PM)) | PM | P | GOOD COMBUSTION PRACTICES | 0.15 | G/HP-H EACH | 3 HOUR AVERAGE | BACT-PSD |  | N | 0 |  | 500 | H/YR EACH |  | 0 |  |  | 0 | 0 | N | 2016
IA-0105 | IOWA FERTILIZER COMPANY | IOWA FERTILIZER COMPANY | LEE | IA | 52658 | USA | DAVE PEARSON | (319) 246-2308 | DAVE.PEARSON@IOWAFERTILIZERS.COM | 7 | IA001 | IOWA DEPARTMENT OF NATURAL RESOURCES AIR QUALITY | MR. GARY SMITH | (515) 725-9563 | GARY.SMITH@DNR.IOWA.GOV | CHRISTOPHER A. ROLING, PE ENVIRONMENTAL ENGINEER SENIOR (515) 725-9557 CHRIS.ROLING@DNR.IOWA.GOV | 12-219 | 2873 | 325311 | 110054890392 | 08/03/2012 &nbsp;ACT | 10/26/2012 &nbsp;ACT | 2012-11-01 | 2013-08-13 | A | https://aqbweb.iowadnr.gov/airpermit/eepsdpermit.jsp ,https://aqbweb.iowadnr.gov/airpermit/eepsdpermit.jsp ,https://aqbweb.iowadnr.gov/airpermit/eepsdpermit.jsp ,https://aqbweb.iowadnr.gov/airpermit/eepsdpermit.jsp ,https://aqbweb.iowadnr.gov/airpermit/eepsdpermit.jsp ,https://aqbweb.iowadnr.gov/airpermit/eepsdpermit.jsp ,https://aqbweb.iowadnr.gov/airpermit/eepsdpermit.jsp ,https://aqbweb.iowadnr.gov/airpermit/eepsdpermit.jsp | NITROGENEOUS FERTILIZER MANUFACTURING | THE PROJECT WAS AMENDED ON 3/13/14 DUE TO SOME DESIGN CHANGES WHICH INCLUDED ADDITIONAL EMISSION UNITS/POINTS. THE NEW PROJECT IS UNDER PROJECT NUMBER/PERMIT NUMBER 13-355 | Emergency Generator | 17.11 | diesel fuel | 142 | GAL/H | rated @ 2,000 KW | Particulate matter, total &lt; 10 Âµ (TPM10) | EPA/OAR Mthd 201 and 202 | (Particulate Matter (PM)) | PM | P | good combustion practices | 0.15 | GM/BHP-H | AVERAGE OF 3 STACK TEST RUNS | BACT-PSD |  | U | 0 | U | 0.22 | TONS/YR | ROLLING 12 MONTH TOTAL | 0 |  |  | 0 | 0 | N
IA-0106 | CF INDUSTRIES NITROGEN, LLC - PORT NEAL NITROGEN COMPLEX | CF INDUSTRIES NITROGEN, LLC | WOODBURY | IA | 51054 | USA | MIKE MAAS | 712-233-6222 | MMAAS@CFINDUSTRIES.COM | 7 | IA001 | IOWA DEPARTMENT OF NATURAL RESOURCES AIR QUALITY | MR. GARY SMITH | (515) 725-9563 | GARY.SMITH@DNR.IOWA.GOV | Christopher A. Roling, PE Environmental Engineer Senior Iowa DNR - Air Quality Bureau 7900 Hickman Rd, Suite 1 Windsor Heights, IA 50324 (515) 242-6002 chris.roling@dnr.iowa.gov | PN 13-037 | 2873 | 325311 | 110000414089 | 02/01/2013 &nbsp;ACT | 07/12/2013 &nbsp;ACT | 2013-07-16 | 2016-05-04 | B |  | Nitrogenous fertilizer manufacturing including ammonia, urea, and urea-ammonium nitrate (UAN) solutions. |  | Emergency Generators | 17.11 | diesel fuel | 180 | GAL/H | There are two (2) identically sized generators. | Particulate matter, total &lt; 10 Âµ (TPM10) | EPA/OAR Mthd 201A and 202 | (Particulate Matter (PM)) | PM | P | good combustion practices | 0.15 | GM/BHP-H | AVERAGE OF THREE (3) STACK TEST RUNS | BACT-PSD | SIP | U | 0 | U | 0.02 | TONS/YR | ROLLING TWELVE (12) MONTH TOTAL | 0 |  |  | 0 | 0 | N
IA-0105 | IOWA FERTILIZER COMPANY | IOWA FERTILIZER COMPANY | LEE | IA | 52658 | USA | DAVE PEARSON | (319) 246-2308 | DAVE.PEARSON@IOWAFERTILIZERS.COM | 7 | IA001 | IOWA DEPARTMENT OF NATURAL RESOURCES AIR QUALITY | MR. GARY SMITH | (515) 725-9563 | GARY.SMITH@DNR.IOWA.GOV | CHRISTOPHER A. ROLING, PE ENVIRONMENTAL ENGINEER SENIOR (515) 725-9557 CHRIS.ROLING@DNR.IOWA.GOV | 12-219 | 2873 | 325311 | 110054890392 | 08/03/2012 &nbsp;ACT | 10/26/2012 &nbsp;ACT | 2012-11-01 | 2013-08-13 | A | https://aqbweb.iowadnr.gov/airpermit/eepsdpermit.jsp ,https://aqbweb.iowadnr.gov/airpermit/eepsdpermit.jsp ,https://aqbweb.iowadnr.gov/airpermit/eepsdpermit.jsp ,https://aqbweb.iowadnr.gov/airpermit/eepsdpermit.jsp ,https://aqbweb.iowadnr.gov/airpermit/eepsdpermit.jsp ,https://aqbweb.iowadnr.gov/airpermit/eepsdpermit.jsp ,https://aqbweb.iowadnr.gov/airpermit/eepsdpermit.jsp ,https://aqbweb.iowadnr.gov/airpermit/eepsdpermit.jsp | NITROGENEOUS FERTILIZER MANUFACTURING | THE PROJECT WAS AMENDED ON 3/13/14 DUE TO SOME DESIGN CHANGES WHICH INCLUDED ADDITIONAL EMISSION UNITS/POINTS. THE NEW PROJECT IS UNDER PROJECT NUMBER/PERMIT NUMBER 13-355 | Emergency Generator | 17.11 | diesel fuel | 142 | GAL/H | rated @ 2,000 KW | Particulate matter, total &lt; 2.5 Âµ (TPM2.5) | EPA/OAR OTM 27 and 28 | (Particulate Matter (PM)) | PM | P | good combustion practices | 0.15 | GM/BHP-H | AVERAGE OF 3 STACK TEST RUNS | BACT-PSD |  | U | 0 | U | 0.22 | TONS/YR | ROLLING 12 MONTH TOTAL | 0 |  |  | 0 | 0 | N
IA-0106 | CF INDUSTRIES NITROGEN, LLC - PORT NEAL NITROGEN COMPLEX | CF INDUSTRIES NITROGEN, LLC | WOODBURY | IA | 51054 | USA | MIKE MAAS | 712-233-6222 | MMAAS@CFINDUSTRIES.COM | 7 | IA001 | IOWA DEPARTMENT OF NATURAL RESOURCES AIR QUALITY | MR. GARY SMITH | (515) 725-9563 | GARY.SMITH@DNR.IOWA.GOV | Christopher A. Roling, PE Environmental Engineer Senior Iowa DNR - Air Quality Bureau 7900 Hickman Rd, Suite 1 Windsor Heights, IA 50324 (515) 242-6002 chris.roling@dnr.iowa.gov | PN 13-037 | 2873 | 325311 | 110000414089 | 02/01/2013 &nbsp;ACT | 07/12/2013 &nbsp;ACT | 2013-07-16 | 2016-05-04 | B |  | Nitrogenous fertilizer manufacturing including ammonia, urea, and urea-ammonium nitrate (UAN) solutions. |  | Emergency Generators | 17.11 | diesel fuel | 180 | GAL/H | There are two (2) identically sized generators. | Particulate matter, total &lt; 2.5 Âµ (TPM2.5) | Other - 201A with 202 | (Particulate Matter (PM)) | PM | P | good combustion practices | 0.15 | GM/BHP-H | AVERAGE OF THREE (3) STACK TEST RUNS | BACT-PSD | SIP | U | 0 | U | 0.02 | TONS/YR | ROLLING TWELVE (12) MONTH TOTAL | 0 |  |  | 0 | 0 | N
IA-0105 | IOWA FERTILIZER COMPANY | IOWA FERTILIZER COMPANY | LEE | IA | 52658 | USA | DAVE PEARSON | (319) 246-2308 | DAVE.PEARSON@IOWAFERTILIZERS.COM | 7 | IA001 | IOWA DEPARTMENT OF NATURAL RESOURCES AIR QUALITY | MR. GARY SMITH | (515) 725-9563 | GARY.SMITH@DNR.IOWA.GOV | CHRISTOPHER A. ROLING, PE ENVIRONMENTAL ENGINEER SENIOR (515) 725-9557 CHRIS.ROLING@DNR.IOWA.GOV | 12-219 | 2873 | 325311 | 110054890392 | 08/03/2012 &nbsp;ACT | 10/26/2012 &nbsp;ACT | 2012-11-01 | 2013-08-13 | A | https://aqbweb.iowadnr.gov/airpermit/eepsdpermit.jsp ,https://aqbweb.iowadnr.gov/airpermit/eepsdpermit.jsp ,https://aqbweb.iowadnr.gov/airpermit/eepsdpermit.jsp ,https://aqbweb.iowadnr.gov/airpermit/eepsdpermit.jsp ,https://aqbweb.iowadnr.gov/airpermit/eepsdpermit.jsp ,https://aqbweb.iowadnr.gov/airpermit/eepsdpermit.jsp ,https://aqbweb.iowadnr.gov/airpermit/eepsdpermit.jsp ,https://aqbweb.iowadnr.gov/airpermit/eepsdpermit.jsp | NITROGENEOUS FERTILIZER MANUFACTURING | THE PROJECT WAS AMENDED ON 3/13/14 DUE TO SOME DESIGN CHANGES WHICH INCLUDED ADDITIONAL EMISSION UNITS/POINTS. THE NEW PROJECT IS UNDER PROJECT NUMBER/PERMIT NUMBER 13-355 | Emergency Generator | 17.11 | diesel fuel | 142 | GAL/H | rated @ 2,000 KW | Particulate matter, total (TPM) | EPA/OAR Mthd 5 and 202 | (Particulate Matter (PM)) | PM | P | good combustion practices | 0.15 | GM/BHP-H | AVERAGE OF 3 STACK TEST RUNS | BACT-PSD |  | U | 0 | U | 0.22 | TONS/YR | ROLLING 12 MONTH TOTAL | 0 |  |  | 0 | 0 | N
IA-0106 | CF INDUSTRIES NITROGEN, LLC - PORT NEAL NITROGEN COMPLEX | CF INDUSTRIES NITROGEN, LLC | WOODBURY | IA | 51054 | USA | MIKE MAAS | 712-233-6222 | MMAAS@CFINDUSTRIES.COM | 7 | IA001 | IOWA DEPARTMENT OF NATURAL RESOURCES AIR QUALITY | MR. GARY SMITH | (515) 725-9563 | GARY.SMITH@DNR.IOWA.GOV | Christopher A. Roling, PE Environmental Engineer Senior Iowa DNR - Air Quality Bureau 7900 Hickman Rd, Suite 1 Windsor Heights, IA 50324 (515) 242-6002 chris.roling@dnr.iowa.gov | PN 13-037 | 2873 | 325311 | 110000414089 | 02/01/2013 &nbsp;ACT | 07/12/2013 &nbsp;ACT | 2013-07-16 | 2016-05-04 | B |  | Nitrogenous fertilizer manufacturing including ammonia, urea, and urea-ammonium nitrate (UAN) solutions. |  | Emergency Generators | 17.11 | diesel fuel | 180 | GAL/H | There are two (2) identically sized generators. | Particulate matter, total (TPM) | EPA/OAR Mthd 5 and 202 | (Particulate Matter (PM)) | PM | P | good combustion practices | 0.15 | GM/BHP-H | AVERAGE OF THREE (3) STACK TEST RUNS | BACT-PSD |  | U | 0 | U | 0.02 | TONS/YR | ROLLING TWELVE (12) MONTH TOTAL | 0 |  |  | 0 | 0 | N
IN-0179 | OHIO VALLEY RESOURCES, LLC | OHIO VALLEY RESOURCES, LLC | SPENCER | IN | 47635 | USA | DOUG WILSON | 6185990015 |  | 5 | IN001 | INDIANA DEPT OF ENV MGMT, OFC OF AIR | MR. MATT STUCKEY | (317) 233-0203 | mstuckey@idem.in.gov | SECTION CHIEF: NATHAN BELL (317) 233-5670 NBELL@IDEM.IN.GOV PERMIT WRITER: DAVID MATOUSEK (317) 232-8253 DMATOUSE@IDEM.IN.GOV | 147-32322-00062 | 2873 | 325311 | 110055148273 | 09/17/2012 &nbsp;ACT | 09/25/2013 &nbsp;ACT | 2014-08-12 | 2016-05-04 | A | HTTP://PERMITS.AIR.IDEM.IN.GOV/32322F.PDF | NITROGENOUS FERTILIZER PRODUCTION PLANT |  | DIESEL-FIRED EMERGENCY GENERATOR | 17.11 | NO. 2 FUEL OIL | 4690 | B-HP | ANNUAL HOURS OF OPERATION NOT TO EXCEED 200 HOURS. | Particulate matter, total &lt; 2.5 Âµ (TPM2.5) | Unspecified | (Particulate Matter (PM)) | PM | P | GOOD COMBUSTION PRACTICES | 0.15 | LB/B-HP-H | 3-HR AVERAGE | BACT-PSD |  | N | 0 |  | 0 |  |  | 0 |  |  | 0 | 0 | N |  | ADD ON CONTROLS ARE NOT NORMALLY REQUIRED FOR LIMITED USE EMISSION UNITS.
OH-0317 | OHIO RIVER CLEAN FUELS, LLC | OHIO RIVER CLEAN FUELS, LLC | COLUMBIANA | OH |  | USA | STEPHAN M. DOPUCH | 4402570054 | SDOPUCH@BAARDENERGY.COM | 5 | OH001 | OHIO ENVIRONMENTAL PROTECTION AGENCY | MR. DANA THOMPSON | 614-644-3701 | Dana.thompson@epa.ohio.gov |  | 02-22896 | 2869 | 325110 | UNKNOWN | 12/21/2007 &nbsp;ACT | 11/20/2008 &nbsp;ACT | 2008-11-28 | 2012-05-18 | A |  | COAL/BIOMASS-TO-LIQUIDS FACILITY. THE PRIMARY INDUSTRIAL PROCESSES: COAL/BIOMASS STORAGE AND HANDLING; COAL GASIFICATION; SYNGAS CLEANING (ACID GASS REMOVAL AND SULFUR RECOVERY PLANT); FISCHER-TROPSCH PROCESS (INDUSTRIAL ORGANIC CHEMICALS); PRODUCT UPGRADE PROCESS (SIMILAR TO PETROLEUM REFINING); LIQUID PRODUCT STORAGE &amp; LOADING; ELECTRIC POWER GENERATION (USE FOR ON SITE ONLY). BIOMASS IS RESTRICTED TO ONLY SAWDUST AND WOOD CHIPS. | NEW INDUSTRY, SIC AND NAICS CODE SELECTED BY FACILITY | EMERGENCY GENERATOR | 17.11 | DIESEL FUEL OIL | 2922 | HP | 2922 MAXIMUM HORSE POWER SUBJECT TO NSPS SUBPART IIII. WILL INSTALL NON-RESETTABLE HOUR METER PRIOR TO STARTUP PER 40 CFR 60.4209(A) DIESEL FUEL SHALL MEET THE REQUIREMENTS OF 40 CFR 80.510 AND 60.4207: SULFUR CONTENT OF 15 PPM MAXIMUM, CETANE INDEX OF 40 MINIMUM OR AROMATIC CONTENT OF 35 VOLUME % MAXIMUM | Particulate matter, filterable &lt; 10 Âµ (FPM10) | Unspecified | (Particulate Matter (PM)) | PM | P | GOOD COMBUSTION PRACTICES AND GOOD ENGINE DESIGN | 0.15 | g/HP-H |  | BACT-PSD | NSPS , SIP | U | 0 | N | 0.22 | T/YR | PER ROLLING 12-MONTH PERIOD | 0.2 | G/KW-H | FROM PART 89, SECTION 112 | 0 | 0 | N |  | SUBJECT TO NSPS SUBPART IIII
MI-0423 | INDECK NILES, LLC | INDECK NILES, LLC | CASS | MI | 49120 | USA | MICHAEL DUBOIS | 847-520-3212 | MDUBOIS@INDECKENERGY.COM | 5 | MI001 | MICHIGAN DEPT OF ENVIRONMENTAL QUALITY | MS. CINDY SMITH | (517)284-6802 | SMITHC17@MICHIGAN.GOV | Please contact the permit engineer, Catherine Asselin at 517-284-6786, or at asselinc@michigan.gov, for technical questions regarding the permit. Thank you. | 75-16 | 4911 | 221112 | Not Found | 10/25/2016 &nbsp;ACT | 01/04/2017 &nbsp;ACT | 2017-06-02 | 2018-03-08 | A |  | Natural gas combined cycle power plant. | The permit includes equipment not entered into the RBLC due to a lack of emission limits or material limits; these include a cold cleaner, a number of space heaters, and two fuel tanks. | EUEMENGINE (Diesel fuel emergency engine) | 17.11 | Diesel Fuel | 22.68 | MMBTU/H | a 2,922 horsepower (HP) (2,179 kilowatts (kW)) diesel fueled emergency engine manufactured in 2011 or later and a displacement of <10 liters/cylinder. Restricted to 4 hours/day, except during emergency conditions and stack testing, and 500 hours/year on a 12-month rolling time period basis. | Particulate matter, filterable (FPM) | Unspecified | (Particulate Matter (PM)) | PM | P | Good combustion practices and meeting NSPS Subpart IIII requirements. | 0.15 | GM/BHP-H | TEST PROTOCOL WILL SPECIFY AVG TIME | BACT-PSD | NSPS | N | 0 | N | 0 |  |  | 0 |  |  | 0 | 0 | N
FL-0328 | ENI - HOLY CROSS DRILLING PROJECT | ENI U.S. OPERATING COMPANY, INC. |  | FL |  | USA |  |  |  | 4 | OT005 | EPA REGION IV | MS. KATY R. FORNEY | (404) 562-9130 | forney.kathleen@epa.gov |  | OCS-EPA-R4007 | 1382 | 211112 | Not Available | 10/20/2010 &nbsp;ACT | 10/27/2011 &nbsp;ACT | 2011-10-31 | 2016-04-14 | A | http://www.epa.gov/region4/air/permits/OCSPermits/EniOCS.html | The project, known as the Holy Cross Drilling Project, will mobilize the Pathfinder drillship, and support vessels to drill in the Gulf of Mexico, Lloyd Ridge lease block 411, to determine the presence of natural gas. The exploratory drilling activity will consist of two phases: the initial drilling phase and the well completion phase; the Pathfinder will complete both phases. The operation will last up to two years, and based on applicable permitting regulations, is a â€œtemporary sourceâ€ for PSD permitting purposes. | Sys Admin: (Will Remove Note on Completion) 2/24/16 Talked to Region 4 and they did not know each polt was to be listed separately. Editor, Andrew Porter, will go into this det and correct the problem. ==================================== | Main Propulsion Engines | 17.11 | Diesel | 0 |  | WÃ¤rtsilÃ¤ Vasa 18V32 LNE and WÃ¤rtsilÃ¤ Vasa 12V32 LNE model engines | Particulate matter, total &lt; 10 Âµ (TPM10) | Unspecified | (Particulate Matter (PM)) | PM | P | good combustion practices based on the current manufacturerâ€™s specifications for these engines, and additional enhanced work practice standards including an engine performance management system and the Diesel Engines with Turbochargers (DEWT) measurement system. | 0.18 | GM/BHP-H | 24-HOUR ROLLING | BACT-PSD |  | U | 0 | U | 0 |  |  | 0 |  |  | 0 | 0 | N
FL-0328 | ENI - HOLY CROSS DRILLING PROJECT | ENI U.S. OPERATING COMPANY, INC. |  | FL |  | USA |  |  |  | 4 | OT005 | EPA REGION IV | MS. KATY R. FORNEY | (404) 562-9130 | forney.kathleen@epa.gov |  | OCS-EPA-R4007 | 1382 | 211112 | Not Available | 10/20/2010 &nbsp;ACT | 10/27/2011 &nbsp;ACT | 2011-10-31 | 2016-04-14 | A | http://www.epa.gov/region4/air/permits/OCSPermits/EniOCS.html | The project, known as the Holy Cross Drilling Project, will mobilize the Pathfinder drillship, and support vessels to drill in the Gulf of Mexico, Lloyd Ridge lease block 411, to determine the presence of natural gas. The exploratory drilling activity will consist of two phases: the initial drilling phase and the well completion phase; the Pathfinder will complete both phases. The operation will last up to two years, and based on applicable permitting regulations, is a â€œtemporary sourceâ€ for PSD permitting purposes. | Sys Admin: (Will Remove Note on Completion) 2/24/16 Talked to Region 4 and they did not know each polt was to be listed separately. Editor, Andrew Porter, will go into this det and correct the problem. ==================================== | Main Propulsion Engines | 17.11 | Diesel | 0 |  | WÃ¤rtsilÃ¤ Vasa 18V32 LNE and WÃ¤rtsilÃ¤ Vasa 12V32 LNE model engines | Particulate matter, total &lt; 2.5 Âµ (TPM2.5) | Unspecified | (Particulate Matter (PM)) | PM | P | good combustion practices based on the current manufacturerâ€™s specifications for these engines, and additional enhanced work practice standards including an engine performance management system and the Diesel Engines with Turbochargers (DEWT) measurement system. | 0.18 | GM/BHP-H | 24-HOUR ROLLING | BACT-PSD |  | U | 0 | U | 0 |  |  | 0 |  |  | 0 | 0 | N
FL-0328 | ENI - HOLY CROSS DRILLING PROJECT | ENI U.S. OPERATING COMPANY, INC. |  | FL |  | USA |  |  |  | 4 | OT005 | EPA REGION IV | MS. KATY R. FORNEY | (404) 562-9130 | forney.kathleen@epa.gov |  | OCS-EPA-R4007 | 1382 | 211112 | Not Available | 10/20/2010 &nbsp;ACT | 10/27/2011 &nbsp;ACT | 2011-10-31 | 2016-04-14 | A | http://www.epa.gov/region4/air/permits/OCSPermits/EniOCS.html | The project, known as the Holy Cross Drilling Project, will mobilize the Pathfinder drillship, and support vessels to drill in the Gulf of Mexico, Lloyd Ridge lease block 411, to determine the presence of natural gas. The exploratory drilling activity will consist of two phases: the initial drilling phase and the well completion phase; the Pathfinder will complete both phases. The operation will last up to two years, and based on applicable permitting regulations, is a â€œtemporary sourceâ€ for PSD permitting purposes. | Sys Admin: (Will Remove Note on Completion) 2/24/16 Talked to Region 4 and they did not know each polt was to be listed separately. Editor, Andrew Porter, will go into this det and correct the problem. ==================================== | Main Propulsion Engines | 17.11 | Diesel | 0 |  | WÃ¤rtsilÃ¤ Vasa 18V32 LNE and WÃ¤rtsilÃ¤ Vasa 12V32 LNE model engines | Particulate matter, filterable (FPM) | Unspecified | (Particulate Matter (PM)) | PM | P | good combustion practices based on the current manufacturerâ€™s specifications for these engines, and additional enhanced work practice standards including an engine performance management system and the Diesel Engines with Turbochargers (DEWT) measurement system. | 0.32 | GM/BHP-H | 24-HOUR ROLLING | BACT-PSD |  | U | 0 | U | 0 |  |  | 0 |  |  | 0 | 0 | N
FL-0338 | SAKE PROSPECT DRILLING PROJECT | BHP BILLITON PETROLEUM, INC. |  | FL |  | USA |  |  |  | 4 | OT005 | EPA REGION IV | MS. KATY R. FORNEY | (404) 562-9130 | forney.kathleen@epa.gov |  | OCS-EPA-R4008 | 1381 | 211111 | NA | 03/10/2011 &nbsp;ACT | 05/30/2012 &nbsp;ACT | 2014-02-28 | 2016-05-04 | A | http://www.regulations.gov/#!documentDetail;D=EPA-R04-OAR-2012-0239-0037 | The facility consists of a mobile offshore drilling unit (MODU) using either the Transocean ultra-deepwater C.R. Luigs or the Transocean semisubmersible DD1 to conduct exploratory oil and natural gas drilling in lease blocks within the DeSoto Canyon area of the Gulf of Mexico. | The United States Environmental Protection Agency (EPA) issued this permit pursuant to section 328 of the CAA, 42 U.S.C. Â§ 7627, and the implementing OCS Air Regulations at 40 CFR part 55, which incorporate by reference the PSD Regulations at 40 CFR Â§ 52.21 and the title V Operating Permit Program at 40 CFR part 71. This permit is based upon application materials submitted to EPA by BHP Billiton Petroleum, Inc. (BHPB), dated October 14, 2010, February 9, 2011, September 30, 2011, October 14, 2011, December 21, 2011, January 18, 2012, supplemental submittals in the administrative record for this permit action, and upon the technical analysis performed by EPA. | Main Propulsion Engines - C.R. Luigs | 17.11 | Diesel | 5875 | hp | C.R. Luigs has 8 identical MAN B&W 9L32/40-47 5,875 hp diesel electric engines. | Particulate matter, filterable &lt; 10 Âµ (FPM10) | Unspecified | (Particulate Matter (PM)) | PM | B | good combustion practices based on the current manufacturerâ€™s specifications for these engines, and additional enhanced work practice standards including an engine performance management system and the Diesel Engines with Turbochargers (DEWT) measurement system. | 0.18 | GM/BHP-H | 24-HOUR ROLLING | BACT-PSD | OPERATING PERMIT | U | 0 | U | 0 |  |  | 0 |  |  | 0 | 0 | N
FL-0338 | SAKE PROSPECT DRILLING PROJECT | BHP BILLITON PETROLEUM, INC. |  | FL |  | USA |  |  |  | 4 | OT005 | EPA REGION IV | MS. KATY R. FORNEY | (404) 562-9130 | forney.kathleen@epa.gov |  | OCS-EPA-R4008 | 1381 | 211111 | NA | 03/10/2011 &nbsp;ACT | 05/30/2012 &nbsp;ACT | 2014-02-28 | 2016-05-04 | A | http://www.regulations.gov/#!documentDetail;D=EPA-R04-OAR-2012-0239-0037 | The facility consists of a mobile offshore drilling unit (MODU) using either the Transocean ultra-deepwater C.R. Luigs or the Transocean semisubmersible DD1 to conduct exploratory oil and natural gas drilling in lease blocks within the DeSoto Canyon area of the Gulf of Mexico. | The United States Environmental Protection Agency (EPA) issued this permit pursuant to section 328 of the CAA, 42 U.S.C. Â§ 7627, and the implementing OCS Air Regulations at 40 CFR part 55, which incorporate by reference the PSD Regulations at 40 CFR Â§ 52.21 and the title V Operating Permit Program at 40 CFR part 71. This permit is based upon application materials submitted to EPA by BHP Billiton Petroleum, Inc. (BHPB), dated October 14, 2010, February 9, 2011, September 30, 2011, October 14, 2011, December 21, 2011, January 18, 2012, supplemental submittals in the administrative record for this permit action, and upon the technical analysis performed by EPA. | Main Propulsion Engines - C.R. Luigs | 17.11 | Diesel | 5875 | hp | C.R. Luigs has 8 identical MAN B&W 9L32/40-47 5,875 hp diesel electric engines. | Particulate matter, filterable &lt; 2.5 Âµ (FPM2.5) | Unspecified | (Particulate Matter (PM)) | PM | B | good combustion practices based on the current manufacturerâ€™s specifications for these engines, and additional enhanced work practice standards including an engine performance management system and the Diesel Engines with Turbochargers (DEWT) measurement system. | 0.18 | GM/BHP-H | 24-HOUR ROLLING | BACT-PSD | OPERATING PERMIT | U | 0 | U | 0 |  |  | 0 |  |  | 0 | 0 | N
FL-0338 | SAKE PROSPECT DRILLING PROJECT | BHP BILLITON PETROLEUM, INC. |  | FL |  | USA |  |  |  | 4 | OT005 | EPA REGION IV | MS. KATY R. FORNEY | (404) 562-9130 | forney.kathleen@epa.gov |  | OCS-EPA-R4008 | 1381 | 211111 | NA | 03/10/2011 &nbsp;ACT | 05/30/2012 &nbsp;ACT | 2014-02-28 | 2016-05-04 | A | http://www.regulations.gov/#!documentDetail;D=EPA-R04-OAR-2012-0239-0037 | The facility consists of a mobile offshore drilling unit (MODU) using either the Transocean ultra-deepwater C.R. Luigs or the Transocean semisubmersible DD1 to conduct exploratory oil and natural gas drilling in lease blocks within the DeSoto Canyon area of the Gulf of Mexico. | The United States Environmental Protection Agency (EPA) issued this permit pursuant to section 328 of the CAA, 42 U.S.C. Â§ 7627, and the implementing OCS Air Regulations at 40 CFR part 55, which incorporate by reference the PSD Regulations at 40 CFR Â§ 52.21 and the title V Operating Permit Program at 40 CFR part 71. This permit is based upon application materials submitted to EPA by BHP Billiton Petroleum, Inc. (BHPB), dated October 14, 2010, February 9, 2011, September 30, 2011, October 14, 2011, December 21, 2011, January 18, 2012, supplemental submittals in the administrative record for this permit action, and upon the technical analysis performed by EPA. | Main Propulsion Engines - C.R. Luigs | 17.11 | Diesel | 5875 | hp | C.R. Luigs has 8 identical MAN B&W 9L32/40-47 5,875 hp diesel electric engines. | Particulate matter, filterable (FPM) | Unspecified | (Particulate Matter (PM)) | PM | B | good combustion practices based on the current manufacturerâ€™s specifications for these engines, and additional enhanced work practice standards including an engine performance management system and the Diesel Engines with Turbochargers (DEWT) measurement system. | 0.32 | GM/BHP-H | 24-HOUR ROLLING | BACT-PSD | OPERATING PERMIT | U | 0 | U | 0 |  |  | 0 |  |  | 0 | 0 | N
FL-0338 | SAKE PROSPECT DRILLING PROJECT | BHP BILLITON PETROLEUM, INC. |  | FL |  | USA |  |  |  | 4 | OT005 | EPA REGION IV | MS. KATY R. FORNEY | (404) 562-9130 | forney.kathleen@epa.gov |  | OCS-EPA-R4008 | 1381 | 211111 | NA | 03/10/2011 &nbsp;ACT | 05/30/2012 &nbsp;ACT | 2014-02-28 | 2016-05-04 | A | http://www.regulations.gov/#!documentDetail;D=EPA-R04-OAR-2012-0239-0037 | The facility consists of a mobile offshore drilling unit (MODU) using either the Transocean ultra-deepwater C.R. Luigs or the Transocean semisubmersible DD1 to conduct exploratory oil and natural gas drilling in lease blocks within the DeSoto Canyon area of the Gulf of Mexico. | The United States Environmental Protection Agency (EPA) issued this permit pursuant to section 328 of the CAA, 42 U.S.C. Â§ 7627, and the implementing OCS Air Regulations at 40 CFR part 55, which incorporate by reference the PSD Regulations at 40 CFR Â§ 52.21 and the title V Operating Permit Program at 40 CFR part 71. This permit is based upon application materials submitted to EPA by BHP Billiton Petroleum, Inc. (BHPB), dated October 14, 2010, February 9, 2011, September 30, 2011, October 14, 2011, December 21, 2011, January 18, 2012, supplemental submittals in the administrative record for this permit action, and upon the technical analysis performed by EPA. | Main Propulsion Engines - Development Driller 1 | 17.11 | Diesel | 0 |  | Development Driller 1 has eight identical 2002 Caterpillar Model 3612-DITA, 5096 hp diesel electric engines. | Particulate matter, filterable &lt; 10 Âµ (FPM10) | Unspecified | (Particulate Matter (PM)) | PM | B | good combustion practices based on the current manufacturerâ€™s specifications for these engines, and additional enhanced work practice standards including an engine performance management system and the Diesel Engines with Turbochargers (DEWT) measurement system. | 0.32 | GM/BHP-H | 24-HOUR ROLLING ENGINE LOADS >55% | BACT-PSD | OPERATING PERMIT | U | 0 | U | 0.57 | G/KW-H | 24-HOUR ROLLING ENGINE LOADS <55% | 0 |  |  | 0 | 0 | N
FL-0338 | SAKE PROSPECT DRILLING PROJECT | BHP BILLITON PETROLEUM, INC. |  | FL |  | USA |  |  |  | 4 | OT005 | EPA REGION IV | MS. KATY R. FORNEY | (404) 562-9130 | forney.kathleen@epa.gov |  | OCS-EPA-R4008 | 1381 | 211111 | NA | 03/10/2011 &nbsp;ACT | 05/30/2012 &nbsp;ACT | 2014-02-28 | 2016-05-04 | A | http://www.regulations.gov/#!documentDetail;D=EPA-R04-OAR-2012-0239-0037 | The facility consists of a mobile offshore drilling unit (MODU) using either the Transocean ultra-deepwater C.R. Luigs or the Transocean semisubmersible DD1 to conduct exploratory oil and natural gas drilling in lease blocks within the DeSoto Canyon area of the Gulf of Mexico. | The United States Environmental Protection Agency (EPA) issued this permit pursuant to section 328 of the CAA, 42 U.S.C. Â§ 7627, and the implementing OCS Air Regulations at 40 CFR part 55, which incorporate by reference the PSD Regulations at 40 CFR Â§ 52.21 and the title V Operating Permit Program at 40 CFR part 71. This permit is based upon application materials submitted to EPA by BHP Billiton Petroleum, Inc. (BHPB), dated October 14, 2010, February 9, 2011, September 30, 2011, October 14, 2011, December 21, 2011, January 18, 2012, supplemental submittals in the administrative record for this permit action, and upon the technical analysis performed by EPA. | Main Propulsion Engines - Development Driller 1 | 17.11 | Diesel | 0 |  | Development Driller 1 has eight identical 2002 Caterpillar Model 3612-DITA, 5096 hp diesel electric engines. | Particulate matter, filterable (FPM) | Unspecified | (Particulate Matter (PM)) | PM | B | good combustion practices based on the current manufacturerâ€™s specifications for these engines, and additional enhanced work practice standards including an engine performance management system and the Diesel Engines with Turbochargers (DEWT) measurement system. | 0.32 | GM/BHP-H | 24-HOUR ROLLING ENGINE LOADS >55% | BACT-PSD | OPERATING PERMIT | U | 0 | U | 0.57 | G/KW-H | 24-HOUR ROLLING ENGINE LOADS <55% | 0 |  |  | 0 | 0 | N
FL-0338 | SAKE PROSPECT DRILLING PROJECT | BHP BILLITON PETROLEUM, INC. |  | FL |  | USA |  |  |  | 4 | OT005 | EPA REGION IV | MS. KATY R. FORNEY | (404) 562-9130 | forney.kathleen@epa.gov |  | OCS-EPA-R4008 | 1381 | 211111 | NA | 03/10/2011 &nbsp;ACT | 05/30/2012 &nbsp;ACT | 2014-02-28 | 2016-05-04 | A | http://www.regulations.gov/#!documentDetail;D=EPA-R04-OAR-2012-0239-0037 | The facility consists of a mobile offshore drilling unit (MODU) using either the Transocean ultra-deepwater C.R. Luigs or the Transocean semisubmersible DD1 to conduct exploratory oil and natural gas drilling in lease blocks within the DeSoto Canyon area of the Gulf of Mexico. | The United States Environmental Protection Agency (EPA) issued this permit pursuant to section 328 of the CAA, 42 U.S.C. Â§ 7627, and the implementing OCS Air Regulations at 40 CFR part 55, which incorporate by reference the PSD Regulations at 40 CFR Â§ 52.21 and the title V Operating Permit Program at 40 CFR part 71. This permit is based upon application materials submitted to EPA by BHP Billiton Petroleum, Inc. (BHPB), dated October 14, 2010, February 9, 2011, September 30, 2011, October 14, 2011, December 21, 2011, January 18, 2012, supplemental submittals in the administrative record for this permit action, and upon the technical analysis performed by EPA. | Main Propulsion Engines - Development Driller 1 | 17.11 | Diesel | 0 |  | Development Driller 1 has eight identical 2002 Caterpillar Model 3612-DITA, 5096 hp diesel electric engines. | Particulate matter, filterable &lt; 2.5 Âµ (FPM2.5) | Unspecified | (Particulate Matter (PM)) | PM | B | good combustion practices based on the current manufacturerâ€™s specifications for these engines, and additional enhanced work practice standards including an engine performance management system and the Diesel Engines with Turbochargers (DEWT) measurement system. | 0.43 | GM/BHP-H | 24-HOUR ROLLING ENGINE LOADS <55% | BACT-PSD | OPERATING PERMIT | U | 0 | U | 0.43 | G/KW-H | 24-HOUR ROLLING ENGINE LOADS >55% | 0 |  |  | 0 | 0 | N
FL-0347 | ANADARKO PETROLEUM CORPORATION - EGOM | ANADARKO PETROLEUM CORPORATION |  | FL |  | USA |  |  |  | 4 | OT005 | EPA REGION IV | MS. KATY R. FORNEY | (404) 562-9130 | forney.kathleen@epa.gov |  | OCS-EPA-R4015 | 1381 | 211111 | NA | 08/12/2013 &nbsp;ACT | 09/16/2014 &nbsp;ACT | 2015-09-21 | 2016-07-06 | A | http://www.regulations.gov/contentStreamer?documentId=EPA-R04-OAR-2014-0487-0069&disposition=attachment&contentType=pdf | The facility consists of a mobile offshore drilling unit using the Transocean Discoverer Spirit and associated support vessels. The drilling sites are located east of longitude 87.5, west of the Military Mission Line (86Â°41' west longitude), at least 100 miles from the Louisiana shoreline, and at least 125 miles from the Florida shoreline. | The United States Environmental Protection Agency (EPA) issued this permit pursuant to section 328 of the CAA, 42 U.S.C. Â§ 7627, and the implementing OCS Air Regulations at 40 CFR part 55, which incorporate by reference the PSD regulations at 40 CFR Â§ 52.21 and the title V Operating Permit Program regulations at 40 CFR part 71. This permit is based upon application materials submitted to EPA by Anadarko Petroleum Corporation (Anadarko) dated December 26, 2012, March 27,2013, April 26,2013, May 3, 2013, and July 2, 2013; supplemental submittals and information in the administrative record for this permit action; and upon the technical analysis performed by EPA. | Main Propulsion Generator Diesel Engines | 17.11 | Diesel | 9910 | hp | Four 1998 Wartsila 18V32LNE 9910 hp and Two 1998 Wartsila 12V32LNE 6610 hp | Particulate matter, total &lt; 10 Âµ (TPM10) | Other - Parametric or Stack Test | (Particulate Matter (PM)) | PM | B | good combustion practices based on the current manufacturerâ€™s specifications for these engines, and additional enhanced work practice standards including an engine performance management system and the Diesel Engines with Turbochargers (DEWT) measurement system. | 0.18 | GM/BHP-H | ROLLING 24 HOUR AVERAGE | BACT-PSD | OPERATING PERMIT | U | 0 | U | 0 |  |  | 0 |  |  | 0 | 0 | N
FL-0347 | ANADARKO PETROLEUM CORPORATION - EGOM | ANADARKO PETROLEUM CORPORATION |  | FL |  | USA |  |  |  | 4 | OT005 | EPA REGION IV | MS. KATY R. FORNEY | (404) 562-9130 | forney.kathleen@epa.gov |  | OCS-EPA-R4015 | 1381 | 211111 | NA | 08/12/2013 &nbsp;ACT | 09/16/2014 &nbsp;ACT | 2015-09-21 | 2016-07-06 | A | http://www.regulations.gov/contentStreamer?documentId=EPA-R04-OAR-2014-0487-0069&disposition=attachment&contentType=pdf | The facility consists of a mobile offshore drilling unit using the Transocean Discoverer Spirit and associated support vessels. The drilling sites are located east of longitude 87.5, west of the Military Mission Line (86Â°41' west longitude), at least 100 miles from the Louisiana shoreline, and at least 125 miles from the Florida shoreline. | The United States Environmental Protection Agency (EPA) issued this permit pursuant to section 328 of the CAA, 42 U.S.C. Â§ 7627, and the implementing OCS Air Regulations at 40 CFR part 55, which incorporate by reference the PSD regulations at 40 CFR Â§ 52.21 and the title V Operating Permit Program regulations at 40 CFR part 71. This permit is based upon application materials submitted to EPA by Anadarko Petroleum Corporation (Anadarko) dated December 26, 2012, March 27,2013, April 26,2013, May 3, 2013, and July 2, 2013; supplemental submittals and information in the administrative record for this permit action; and upon the technical analysis performed by EPA. | Main Propulsion Generator Diesel Engines | 17.11 | Diesel | 9910 | hp | Four 1998 Wartsila 18V32LNE 9910 hp and Two 1998 Wartsila 12V32LNE 6610 hp | Particulate matter, total &lt; 2.5 Âµ (TPM2.5) | Other - Parametric or Stack Test | (Particulate Matter (PM)) | PM | B | good combustion practices based on the current manufacturerâ€™s specifications for these engines, and additional enhanced work practice standards including an engine performance management system and the Diesel Engines with Turbochargers (DEWT) measurement system. | 0.18 | GM/BHP-H | ROLLING 24 HOUR AVERAGE | BACT-PSD | OPERATING PERMIT | U | 0 | U | 0 |  |  | 0 |  |  | 0 | 0 | N
FL-0347 | ANADARKO PETROLEUM CORPORATION - EGOM | ANADARKO PETROLEUM CORPORATION |  | FL |  | USA |  |  |  | 4 | OT005 | EPA REGION IV | MS. KATY R. FORNEY | (404) 562-9130 | forney.kathleen@epa.gov |  | OCS-EPA-R4015 | 1381 | 211111 | NA | 08/12/2013 &nbsp;ACT | 09/16/2014 &nbsp;ACT | 2015-09-21 | 2016-07-06 | A | http://www.regulations.gov/contentStreamer?documentId=EPA-R04-OAR-2014-0487-0069&disposition=attachment&contentType=pdf | The facility consists of a mobile offshore drilling unit using the Transocean Discoverer Spirit and associated support vessels. The drilling sites are located east of longitude 87.5, west of the Military Mission Line (86Â°41' west longitude), at least 100 miles from the Louisiana shoreline, and at least 125 miles from the Florida shoreline. | The United States Environmental Protection Agency (EPA) issued this permit pursuant to section 328 of the CAA, 42 U.S.C. Â§ 7627, and the implementing OCS Air Regulations at 40 CFR part 55, which incorporate by reference the PSD regulations at 40 CFR Â§ 52.21 and the title V Operating Permit Program regulations at 40 CFR part 71. This permit is based upon application materials submitted to EPA by Anadarko Petroleum Corporation (Anadarko) dated December 26, 2012, March 27,2013, April 26,2013, May 3, 2013, and July 2, 2013; supplemental submittals and information in the administrative record for this permit action; and upon the technical analysis performed by EPA. | Main Propulsion Generator Diesel Engines | 17.11 | Diesel | 9910 | hp | Four 1998 Wartsila 18V32LNE 9910 hp and Two 1998 Wartsila 12V32LNE 6610 hp | Particulate matter, total (TPM) | Other - Parametric or Stack Test | (Particulate Matter (PM)) | PM | B | good combustion practices based on the current manufacturerâ€™s specifications for these engines, and additional enhanced work practice standards including an engine performance management system and the Diesel Engines with Turbochargers (DEWT) measurement system. | 0.32 | GM/BHP-H | ROLLING 24 HOUR AVERAGE | BACT-PSD | OPERATING PERMIT | U | 0 | U | 0 |  |  | 0 |  |  | 0 | 0 | N
MD-0043 | PERRYMAN GENERATING STATION | CONSTELLATION POWER SOURCE GENERATION, INC. | HARFORD | MD | 21130 | USA | BILL LEEDY | SYSNULL |  | 3 | MD001 | MARYLAND DEPARTMENT OF THE ENVIRONMENT | MR. WILLIAM PAUL | (410)537-3276 | bpaul@mde.state.md.us | WILLIAM PAUL 410-537-3276 BILL.PAUL@MARYLAND.GOV | PSC CASE NO. 9136 | 4911 | 221119 | 110000499559 | 07/01/2014 &nbsp;ACT | 07/01/2014 &nbsp;ACT | 2015-07-31 | 2016-07-25 | B |  | 120 MEGAWATT SIMPLE CYCLE NATURAL GAS FIRED POWER PLANTPERRYMAN 6 PROJECT-WIDE EMISSION LIMITS: PM10 = 43.0 TONS/YR PM2.5 = 43.0 TONS/YR NOX = 58.5 TONS/YR CO2E = 430,210 TONS/YR | PERRYMAN 6 PROJECT-WIDE EMISSION LIMITS: PM10 = 43.0 TONS/YR PM2.5 = 43.0 TONS/YR NOX = 58.5 TONS/YR CO2E = 430,210 TONS/YR | EMERGENCY GENERATOR | 17.11 | ULTRA LOW SULFUR DIESEL | 1300 | HP | 40 CFR 60 SUBPART IIII, GOOD COMBUSTION PRACTICES | Particulate matter, total &lt; 10 Âµ (TPM10) | Unspecified | (Particulate Matter (PM)) | PM | P | GOOD COMBUSTION PRACTICES, LIMITED HOURS OF OPERATION, AND EXCLUSIVE USE OF ULSD | 0.17 | G/HP-H | CONDENSIBLE + FILTERABLE | BACT-PSD | NSPS |  | 0 |  | 0.15 | G/HP-H | FILTERABLE | 0 |  |  | 0 | 0 | N |  | NSPS 40 CFR 60 SUBPART IIII
MI-0406 | RENAISSANCE POWER LLC | LS POWER DEVELOPMENT LLC | MONTCALM | MI | 48811 | USA | BRADLEY COOLEY | 636-534-3268 | BCOOLEY@LSPOWER.COM | 5 | MI001 | MICHIGAN DEPT OF ENVIRONMENTAL QUALITY | MS. CINDY SMITH | (517)284-6802 | SMITHC17@MICHIGAN.GOV | Please contact the permit engineer, Melissa Byrnes, at 517-284-6790 or at BYRNESM@michigan.gov for technical questions regarding this permit. Thank you. | 51-13 | 4911 | 221112 | 2611705287 | 07/13/2013 &nbsp;ACT | 11/01/2013 &nbsp;ACT | 2014-03-19 | 2016-07-07 | C |  | For technical questions regarding this permit, please contact the permit engineer, Melissa Byrnes, at 517-284-6790. Thank you. | Other facility-wide pollutants not listed below (tpy): PM10=211.19+ PM2.5=205.24+ Lead=0.0027+ CO2e=5,398,441+ Sulfuric Acid Mist=5.67+ | FG-EMGEN7-8; Two (2) 1,000kW diesel-fueled emergency reciprocating internal combustion engines | 17.11 | Diesel | 1000 | kW | 1,000 kW (1,502 hp) each; hours restriction = 500 hours each per year. | Particulate matter, filterable (FPM) | Unspecified | (Particulate Matter (PM)) | PM | P | Good combustion practices. | 0.15 | G/B-HP-H | TEST PROTOCOL; EACH UNIT | BACT-PSD | NSPS | N | 0 | N | 0 |  |  | 0 |  |  | 0 | 0 | N |  | The PM limit of 0.15 g/bhp-hr applies to each unit.
MI-0406 | RENAISSANCE POWER LLC | LS POWER DEVELOPMENT LLC | MONTCALM | MI | 48811 | USA | BRADLEY COOLEY | 636-534-3268 | BCOOLEY@LSPOWER.COM | 5 | MI001 | MICHIGAN DEPT OF ENVIRONMENTAL QUALITY | MS. CINDY SMITH | (517)284-6802 | SMITHC17@MICHIGAN.GOV | Please contact the permit engineer, Melissa Byrnes, at 517-284-6790 or at BYRNESM@michigan.gov for technical questions regarding this permit. Thank you. | 51-13 | 4911 | 221112 | 2611705287 | 07/13/2013 &nbsp;ACT | 11/01/2013 &nbsp;ACT | 2014-03-19 | 2016-07-07 | C |  | For technical questions regarding this permit, please contact the permit engineer, Melissa Byrnes, at 517-284-6790. Thank you. | Other facility-wide pollutants not listed below (tpy): PM10=211.19+ PM2.5=205.24+ Lead=0.0027+ CO2e=5,398,441+ Sulfuric Acid Mist=5.67+ | FG-EMGEN7-8; Two (2) 1,000kW diesel-fueled emergency reciprocating internal combustion engines | 17.11 | Diesel | 1000 | kW | 1,000 kW (1,502 hp) each; hours restriction = 500 hours each per year. | Particulate matter, total &lt; 10 Âµ (TPM10) | Unspecified | (Particulate Matter (PM)) | PM | P | Good combustion practices. | 0.15 | G/B-HP-H | TEST PROTOCOL; EACH UNIT. | BACT-PSD | SIP | N | 0 | N | 0 |  |  | 0 |  |  | 0 | 0 | N |  | The PM10 emission limit of 0.15 g/bhp-hr applies to each unit.
AR-0140 | BIG RIVER STEEL LLC | BIG RIVER STEEL LLC | MISSISSIPPI | AR | 72370 | USA | DAVID STICKLER | 3309080813 |  | 6 | AR001 | ARKANSAS DEPT OF ENVIRONMENTAL QUALITY | MR. THOMAS RHEAUME | (501) 682-0762 | rheaume@adeq.state.ar.us |  | 2305-AOP-R0 | 3312 | 331111 | 110067436625 | 03/14/2013 &nbsp;ACT | 09/18/2013 &nbsp;ACT | 2016-11-09 | 2016-12-13 | A | HTTP: | THE FACILITY WILL CONSIST OF TWO ELECTRIC ARC FURNACES TO MELT SCRAP IRON AND STEEL, LADLE METALLURGY FURNACES (LMF) TO ADJUST THE CHEMISTRY, A RH DEGASSER AND BOILER FOR FURTHER REFINEMENT, AND CASTERS. |  | EMERGENCY GENERATORS | 17.11 | DIESEL | 1500 | KW |  | Particulate matter, filterable (FPM) | Unspecified | (Particulate Matter (PM)) | PM | P | GOOD OPERATING PRACTICES, LIMITED HOURS OF OPERATION, COMPLIANCE WITH NSPS SUBPART IIII | 0.015 | GM/BHP-H |  | BACT-PSD |  |  | 0 |  | 0 |  |  | 0 |  |  | 0 | 0 | N
AR-0140 | BIG RIVER STEEL LLC | BIG RIVER STEEL LLC | MISSISSIPPI | AR | 72370 | USA | DAVID STICKLER | 3309080813 |  | 6 | AR001 | ARKANSAS DEPT OF ENVIRONMENTAL QUALITY | MR. THOMAS RHEAUME | (501) 682-0762 | rheaume@adeq.state.ar.us |  | 2305-AOP-R0 | 3312 | 331111 | 110067436625 | 03/14/2013 &nbsp;ACT | 09/18/2013 &nbsp;ACT | 2016-11-09 | 2016-12-13 | A | HTTP: | THE FACILITY WILL CONSIST OF TWO ELECTRIC ARC FURNACES TO MELT SCRAP IRON AND STEEL, LADLE METALLURGY FURNACES (LMF) TO ADJUST THE CHEMISTRY, A RH DEGASSER AND BOILER FOR FURTHER REFINEMENT, AND CASTERS. |  | EMERGENCY GENERATORS | 17.11 | DIESEL | 1500 | KW |  | Particulate matter, total &lt; 10 Âµ (TPM10) | Unspecified | (Particulate Matter (PM)) | PM | P | GOOD OPERATING PRACTICES, LIMITED HOURS OF OPERATION, COMPLIANCE WITH NSPS SUBPART IIII | 0.03 | GM/BHP-H |  | BACT-PSD |  |  | 0 |  | 0 |  |  | 0 |  |  | 0 | 0 | N
AR-0140 | BIG RIVER STEEL LLC | BIG RIVER STEEL LLC | MISSISSIPPI | AR | 72370 | USA | DAVID STICKLER | 3309080813 |  | 6 | AR001 | ARKANSAS DEPT OF ENVIRONMENTAL QUALITY | MR. THOMAS RHEAUME | (501) 682-0762 | rheaume@adeq.state.ar.us |  | 2305-AOP-R0 | 3312 | 331111 | 110067436625 | 03/14/2013 &nbsp;ACT | 09/18/2013 &nbsp;ACT | 2016-11-09 | 2016-12-13 | A | HTTP: | THE FACILITY WILL CONSIST OF TWO ELECTRIC ARC FURNACES TO MELT SCRAP IRON AND STEEL, LADLE METALLURGY FURNACES (LMF) TO ADJUST THE CHEMISTRY, A RH DEGASSER AND BOILER FOR FURTHER REFINEMENT, AND CASTERS. |  | EMERGENCY GENERATORS | 17.11 | DIESEL | 1500 | KW |  | Particulate matter, total &lt; 2.5 Âµ (TPM2.5) | Unspecified | (Particulate Matter (PM)) | PM | P | GOOD OPERATING PRACTICES, LIMITED HOURS OF OPERATION, COMPLIANCE WITH NSPS SUBPART IIII | 0.03 | GM/BHP-H |  | BACT-PSD |  |  | 0 |  | 0 |  |  | 0 |  |  | 0 | 0 | N
NY-0104 | CPV VALLEY ENERGY CENTER | CPV VALLEY LLC | ORANGE | NY | 10940 | USA |  |  |  | 2 | NY001 | NEW YORK DEPT. OF ENVIRONMENTAL CONSERVATION | MR. NICK ONDERDONK-MILNE | (518)402-8403 | nick.onderdonk-milne@dec.ny.gov | DEC Region 3 845-256-3000 | 3-335600136/00001 | 4911 | 221112 | 110043332471 | 08/01/2013 &nbsp;ACT | 08/01/2013 &nbsp;ACT | 2017-08-25 | 2017-09-28 | A |  | CPV Valley Energy Center is a 680 MW combined cycle electric generating facility located in Middletown, NY. The combustion turbines are rated at 2,234 MMBTU/H firing natural gas and 2,145 MMBTU/H firing diesel fuel. The duct burners are rated for 500 MMBTU/H firing natural gas. In addition to the turbines their emission limits for the auxiliary boiler (73.5 MMBTU/H), emergency generator, fire pump, and gas heater. | State Facility Permit | Emergency generator | 17.11 | ultra low sulfur diesel | 0 |  |  | Particulate matter, filterable (FPM) | Other - Methods 201/201A and 202 | (Particulate Matter (PM)) | PM | P | low sulfur diesel with maximum sulfur content 0.0015 percent. | 0.03 | G/BHP-H | 1 H | BACT-PSD |  | U | 0 | U | 0 |  |  | 0 |  |  | 0 | 0 | N |  | Also PM-10
CA-1212 | PALMDALE HYBRID POWER PROJECT | CITY OF PALMDALE | LOS ANGELES | CA | 93535 | USA | STEVE WILLIAMS |  |  | 9 | OT010 | EPA REGION IX | MR. GERARDO RIOS | (415)972-3974 | rios.gerardo@epa.gov |  | SE 09-01 | 4911 | 221112 |  | 08/19/2011 &nbsp;ACT | 10/18/2011 &nbsp;ACT | 2012-11-11 | 2014-01-27 | A | http://www.epa.gov/region9/air/permit/r9-permits-issued.html | 570 MW NATURAL GAS FIRED COMBINED CYCLE POWER PLANT WITH AN INTEGRATED 50 MW SOLAR THERMAL PLANT | NOTE: FINAL PSD PERMIT ISSUED ON 11/18/2011. PERMIT APPEALED TO THE ENVIRONMENTAL APPEALS BOARD, AND EAB DENIED REVIEW OF THIS APPEAL ON 9/17/2012. PETITIONER FILED A PETITION FOR REVIEW WITH THE 9TH CIRCUIT FEDERAL COURT. THIS COURT CASE WAS DISMISSED ON 10/28/2013. | EMERGENCY IC ENGINE | 17.11 | DIESEL | 2683 | HP | UNIT IS 2000 KW. | Particulate matter, total &lt; 10 Âµ (TPM10) | Other - EPA METHODS 5 & 202, OR 201A & 202 | (Particulate Matter (PM)) | PM | P | LOW SULFUR FUEL | 0.15 | GM/BHP-H |  | BACT-PSD |  | U | 0 | U | 0.15 | G/HP-H |  | 0 |  |  | 0 | 0 | N
CA-1212 | PALMDALE HYBRID POWER PROJECT | CITY OF PALMDALE | LOS ANGELES | CA | 93535 | USA | STEVE WILLIAMS |  |  | 9 | OT010 | EPA REGION IX | MR. GERARDO RIOS | (415)972-3974 | rios.gerardo@epa.gov |  | SE 09-01 | 4911 | 221112 |  | 08/19/2011 &nbsp;ACT | 10/18/2011 &nbsp;ACT | 2012-11-11 | 2014-01-27 | A | http://www.epa.gov/region9/air/permit/r9-permits-issued.html | 570 MW NATURAL GAS FIRED COMBINED CYCLE POWER PLANT WITH AN INTEGRATED 50 MW SOLAR THERMAL PLANT | NOTE: FINAL PSD PERMIT ISSUED ON 11/18/2011. PERMIT APPEALED TO THE ENVIRONMENTAL APPEALS BOARD, AND EAB DENIED REVIEW OF THIS APPEAL ON 9/17/2012. PETITIONER FILED A PETITION FOR REVIEW WITH THE 9TH CIRCUIT FEDERAL COURT. THIS COURT CASE WAS DISMISSED ON 10/28/2013. | EMERGENCY IC ENGINE | 17.11 | DIESEL | 2683 | HP | UNIT IS 2000 KW. | Particulate matter, total &lt; 2.5 Âµ (TPM2.5) | Other - EPA METHODS 5 & 202, OR 201A & 202 | (Particulate Matter (PM)) | PM | P | LOW SULFUR FUEL | 0.15 | GM/BHP-H |  | BACT-PSD |  | U | 0 | U | 0.15 | G/HP-H |  | 0 |  |  | 0 | 0 | N
CA-1212 | PALMDALE HYBRID POWER PROJECT | CITY OF PALMDALE | LOS ANGELES | CA | 93535 | USA | STEVE WILLIAMS |  |  | 9 | OT010 | EPA REGION IX | MR. GERARDO RIOS | (415)972-3974 | rios.gerardo@epa.gov |  | SE 09-01 | 4911 | 221112 |  | 08/19/2011 &nbsp;ACT | 10/18/2011 &nbsp;ACT | 2012-11-11 | 2014-01-27 | A | http://www.epa.gov/region9/air/permit/r9-permits-issued.html | 570 MW NATURAL GAS FIRED COMBINED CYCLE POWER PLANT WITH AN INTEGRATED 50 MW SOLAR THERMAL PLANT | NOTE: FINAL PSD PERMIT ISSUED ON 11/18/2011. PERMIT APPEALED TO THE ENVIRONMENTAL APPEALS BOARD, AND EAB DENIED REVIEW OF THIS APPEAL ON 9/17/2012. PETITIONER FILED A PETITION FOR REVIEW WITH THE 9TH CIRCUIT FEDERAL COURT. THIS COURT CASE WAS DISMISSED ON 10/28/2013. | EMERGENCY IC ENGINE | 17.11 | DIESEL | 2683 | HP | UNIT IS 2000 KW. | Particulate matter, total (TPM) | Other - EPA METHODS 5 & 202, OR 201A & 202 | (Particulate Matter (PM)) | PM | P | LOW SULFUR FUEL | 0.15 | GM/BHP-H |  | BACT-PSD |  | U | 0 | U | 0.15 | G/HP-H |  | 0 |  |  | 0 | 0 | N
AK-0072 | DUTCH HARBOR POWER PLANT | CITY OF UNALASKA | UNORGANIZED BOROUGH | AK | 99685 | USA | CHRIS HLADICK | 907 581 1260 |  | 10 | AK001 | ALASKA DEPT OF ENVIRONMENTAL CONS | MR. JIM PLOSAY | (907) 465-5103 | JOHN.KUTERBACH@ALASKA.GOV | Fathima Siddeek Construction Permits Supervisor 410 Willoughby Ave. Suite 303 P.O. Box 111800 Juneau, AK 99811-1800 | AQ0215CPT03 | 4911 | 221112 | 110009281240 | 03/04/2011 &nbsp;ACT | 07/14/2011 &nbsp;ACT | 2011-07-15 | 2011-11-18 | D | https://myalaska.state.ak.us/dec/air/airtoolsWeb/PublicPermitListings.aspx | Rural diesel-electric power plant | Revisions to Phase II of previous permit AQ0215CPT03 | EU 15 Caterpillar C-280-16 | 17.11 | ULSD | 4400 | KW | Large diesel-electric primary power generation engine. Burns ULSD and used oil as allowed per NSPS Subpart IIII | Particulate matter, filterable &lt; 2.5 Âµ (FPM2.5) | Unspecified | (Particulate Matter (PM)) | PM | P | Positive Crankcase Ventilation Installed as part of the design | 0.37 | GM/BHP-H | INSTANTANEOUS | BACT-PSD | NSPS | U | 0 | U | 0 |  |  | 0 |  |  | 0 | 0 | N |  | NSPS Subpart IIII emission limit
*LA-0315 | G2G PLANT | BIG LAKE FUELS LLC | CALCASIEU | LA | 70605 | USA |  |  |  | 6 | LA001 | LOUISIANA DEPARTMENT OF ENV QUALITY | MR. BRYAN D. JOHNSTON | (225)219-3450 | BRYAN.JOHNSTON@LA.GOV |  | PSD-LA-781 | 2869 | 325110 | Not Found | 09/04/2013 &nbsp;ACT | 05/23/2014 &nbsp;ACT | 2017-03-13 | 2017-03-16 | A |  | The G2G Plant will be a natural gas to gasoline production facility which will use natural gas to produce methanol that will be subsequently converted into gasoline. |  | Emergency Diesel Generator 1 | 17.11 | Diesel | 5364 | HP |  | Particulate matter, total &lt; 2.5 Âµ (TPM2.5) | Unspecified | (Particulate Matter (PM)) | PM | P | Proper burner design and operation | 0.15 | g/HP-H | HOURLY MAXIMUM | BACT-PSD | NSPS , OPERATING PERMIT | U | 0 | U | 0.09 | T/YR | ANNUAL MAXIMUM | 0.15 | G/BHP-H |  | 0 | 0 | N |  | BACT Limit = 0.15 G/BHP-H (0.2 G/KW-H) (12-Month Rolling Average)
*LA-0315 | G2G PLANT | BIG LAKE FUELS LLC | CALCASIEU | LA | 70605 | USA |  |  |  | 6 | LA001 | LOUISIANA DEPARTMENT OF ENV QUALITY | MR. BRYAN D. JOHNSTON | (225)219-3450 | BRYAN.JOHNSTON@LA.GOV |  | PSD-LA-781 | 2869 | 325110 | Not Found | 09/04/2013 &nbsp;ACT | 05/23/2014 &nbsp;ACT | 2017-03-13 | 2017-03-16 | A |  | The G2G Plant will be a natural gas to gasoline production facility which will use natural gas to produce methanol that will be subsequently converted into gasoline. |  | Emergency Diesel Generator 1 | 17.11 | Diesel | 5364 | HP |  | Particulate matter, total &lt; 10 Âµ (TPM10) | Unspecified | (Particulate Matter (PM)) | PM | P | Proper design and operation; use of ultra-low sulfur diesel | 0.15 | g/HP-H | HOURLY MAXIMUM | BACT-PSD | NSPS , OPERATING PERMIT | U | 0 | U | 0.09 | T/YR | ANNUAL MAXIMUM | 0.15 | G/BHP-H |  | 0 | 0 | N |  | BACT Limit = 0.15 G/BHP-H (0.2 G/KW-H) (12-Month Rolling Average)
*LA-0315 | G2G PLANT | BIG LAKE FUELS LLC | CALCASIEU | LA | 70605 | USA |  |  |  | 6 | LA001 | LOUISIANA DEPARTMENT OF ENV QUALITY | MR. BRYAN D. JOHNSTON | (225)219-3450 | BRYAN.JOHNSTON@LA.GOV |  | PSD-LA-781 | 2869 | 325110 | Not Found | 09/04/2013 &nbsp;ACT | 05/23/2014 &nbsp;ACT | 2017-03-13 | 2017-03-16 | A |  | The G2G Plant will be a natural gas to gasoline production facility which will use natural gas to produce methanol that will be subsequently converted into gasoline. |  | Emergency Diesel Generator 2 | 17.11 | Diesel | 5364 | HP |  | Particulate matter, total &lt; 10 Âµ (TPM10) | Unspecified | (Particulate Matter (PM)) | PM | P | Proper design and operation; use of ultra-low sulfur diesel | 0.15 | g/HP-H | HOURLY MAXIMUM | BACT-PSD | NSPS , OPERATING PERMIT | U | 0 | U | 0.09 | T/YR | ANNUAL MAXIMUM | 0.15 | G/BHP-H |  | 0 | 0 | N |  | BACT Limit = 0.15 G/BHP-H (0.20 G/KW-H) (12-Month Rolling Average)
*LA-0315 | G2G PLANT | BIG LAKE FUELS LLC | CALCASIEU | LA | 70605 | USA |  |  |  | 6 | LA001 | LOUISIANA DEPARTMENT OF ENV QUALITY | MR. BRYAN D. JOHNSTON | (225)219-3450 | BRYAN.JOHNSTON@LA.GOV |  | PSD-LA-781 | 2869 | 325110 | Not Found | 09/04/2013 &nbsp;ACT | 05/23/2014 &nbsp;ACT | 2017-03-13 | 2017-03-16 | A |  | The G2G Plant will be a natural gas to gasoline production facility which will use natural gas to produce methanol that will be subsequently converted into gasoline. |  | Fire Pump Diesel Engine 1 | 17.11 | Diesel | 751 | HP |  | Particulate matter, total &lt; 10 Âµ (TPM10) | Unspecified | (Particulate Matter (PM)) | PM | P | Proper design and operation; use of ultra-low sulfur diesel | 0.15 | g/HP-H | HOURLY MAXIMUM | BACT-PSD | NSPS , OPERATING PERMIT | U | 0 | U | 0.01 | T/YR | ANNUAL MAXIMUM | 0.15 | G/BHP-H |  | 0 | 0 | N |  | BACT Limit = 0.15 G/BHP-H (0.20 G/KW-H) (12-Month Rolling Average)
*LA-0315 | G2G PLANT | BIG LAKE FUELS LLC | CALCASIEU | LA | 70605 | USA |  |  |  | 6 | LA001 | LOUISIANA DEPARTMENT OF ENV QUALITY | MR. BRYAN D. JOHNSTON | (225)219-3450 | BRYAN.JOHNSTON@LA.GOV |  | PSD-LA-781 | 2869 | 325110 | Not Found | 09/04/2013 &nbsp;ACT | 05/23/2014 &nbsp;ACT | 2017-03-13 | 2017-03-16 | A |  | The G2G Plant will be a natural gas to gasoline production facility which will use natural gas to produce methanol that will be subsequently converted into gasoline. |  | Fire Pump Diesel Engine 2 | 17.11 | Diesel | 751 | HP |  | Particulate matter, total &lt; 10 Âµ (TPM10) | Unspecified | (Particulate Matter (PM)) | PM | P | Proper design and operation; use of ultra-low sulfur diesel | 0.15 | g/HP-H | HOURLY MAXIMUM | BACT-PSD | NSPS , OPERATING PERMIT | U | 0 | U | 0.01 | T/YR | ANNUAL MAXIMUM | 0.15 | G/BHP-H |  | 0 | 0 | N |  | BACT Limit = 0.15 G/BHP-H (0.20 G/KW-H) (12-Month Rolling Average)
*LA-0315 | G2G PLANT | BIG LAKE FUELS LLC | CALCASIEU | LA | 70605 | USA |  |  |  | 6 | LA001 | LOUISIANA DEPARTMENT OF ENV QUALITY | MR. BRYAN D. JOHNSTON | (225)219-3450 | BRYAN.JOHNSTON@LA.GOV |  | PSD-LA-781 | 2869 | 325110 | Not Found | 09/04/2013 &nbsp;ACT | 05/23/2014 &nbsp;ACT | 2017-03-13 | 2017-03-16 | A |  | The G2G Plant will be a natural gas to gasoline production facility which will use natural gas to produce methanol that will be subsequently converted into gasoline. |  | Emergency Diesel Generator 2 | 17.11 | Diesel | 5364 | HP |  | Particulate matter, total &lt; 2.5 Âµ (TPM2.5) | Unspecified | (Particulate Matter (PM)) | PM | P | Proper design and operation; use of ultra-low sulfur diesel | 0.15 | g/HP-H | HOURLY MAXIMUM | BACT-PSD | NSPS , OPERATING PERMIT | U | 0 | U | 0.09 | T/YR | ANNUAL MAXIMUM | 0.15 | G/BHP-H |  | 0 | 0 | N |  | BACT Limit = 0.15 G/BHP-H (0.20 G/KW-H) (12-Month Rolling Average)
*LA-0315 | G2G PLANT | BIG LAKE FUELS LLC | CALCASIEU | LA | 70605 | USA |  |  |  | 6 | LA001 | LOUISIANA DEPARTMENT OF ENV QUALITY | MR. BRYAN D. JOHNSTON | (225)219-3450 | BRYAN.JOHNSTON@LA.GOV |  | PSD-LA-781 | 2869 | 325110 | Not Found | 09/04/2013 &nbsp;ACT | 05/23/2014 &nbsp;ACT | 2017-03-13 | 2017-03-16 | A |  | The G2G Plant will be a natural gas to gasoline production facility which will use natural gas to produce methanol that will be subsequently converted into gasoline. |  | Fire Pump Diesel Engine 1 | 17.11 | Diesel | 751 | HP |  | Particulate matter, total &lt; 2.5 Âµ (TPM2.5) | Unspecified | (Particulate Matter (PM)) | PM | P | Proper design and operation; use of ultra-low sulfur diesel | 0.15 | g/HP-H | HOURLY MAXIMUM | BACT-PSD | NSPS , OPERATING PERMIT | U | 0 | U | 0.01 | T/YR | ANNUAL MAXIMUM | 0.15 | G/BHP-H |  | 0 | 0 | N |  | BACT Limit = 0.15 G/BHP-H (0.20 G/KW-H) (12-Month Rolling Average)
*LA-0315 | G2G PLANT | BIG LAKE FUELS LLC | CALCASIEU | LA | 70605 | USA |  |  |  | 6 | LA001 | LOUISIANA DEPARTMENT OF ENV QUALITY | MR. BRYAN D. JOHNSTON | (225)219-3450 | BRYAN.JOHNSTON@LA.GOV |  | PSD-LA-781 | 2869 | 325110 | Not Found | 09/04/2013 &nbsp;ACT | 05/23/2014 &nbsp;ACT | 2017-03-13 | 2017-03-16 | A |  | The G2G Plant will be a natural gas to gasoline production facility which will use natural gas to produce methanol that will be subsequently converted into gasoline. |  | Fire Pump Diesel Engine 2 | 17.11 | Diesel | 751 | HP |  | Particulate matter, total &lt; 2.5 Âµ (TPM2.5) | Unspecified | (Particulate Matter (PM)) | PM | P | Proper design and operation; use of ultra-low sulfur diesel | 0.15 | g/HP-H | HOURLY MAXIMUM | BACT-PSD | NSPS , OPERATING PERMIT | U | 0 | U | 0.01 | T/YR | ANNUAL MAXIMUM | 0.15 | G/BHP-H |  | 0 | 0 | N |  | BACT Limit = 0.15 G/BHP-H (0.20 G/KW-H) (12-Month Rolling Average)
FL-0332 | HIGHLANDS BIOREFINERY AND COGENERATION PLANT | HIGHLANDS ENVIROFUELS (HEF), LLC | HIGHLAND COUNTY | FL | 33852 | USA | BRADLEY KROHN | 813-425-5478 | BKROHN@USENVIROFUELS.COM | 4 | FL001 | FLORIDA DEPT. OF ENVIRONMENTAL PROTECTION | MR. DAVID READ | (850) 717-9000 | David.Read@dep.state.fl.us | KRIS LANH - RBLC COORDINATOR ( KRIS.LANH@DEP.STATE.FL.US ) DAVID REED - PERMIT ENGINEER FOR THIS PROJECT, EMAIL: DAVID.REED@DEP.STATE.FL.US PH. 850-717-9075 | PSD-FL-416, 0550063-001-AC | 2869 | 221119 | No FRS Number | 06/28/2011 &nbsp;ACT | 09/23/2011 &nbsp;ACT | 2012-05-17 | 2012-10-11 | U | http://appprod.dep.state.fl.us/air/emission/apds/listpermits.asp | THIS PROJECT INVOLVES THE CONSTRUCTION OF A SUGARCANE AND SWEET SORGHUM-TO-ETHANOL ADVANCED BIOREFINERY WITH A MAXIMUM ANNUAL ETHANOL (C2H5OH) PRODUCTION RATE OF 36 MILLION GALLONS PER YEAR (MGPY). THE CANE (I.E. THE SUGARCANE AND SORGHUM) WILL BE GROWN ON NEARBY FARMLAND. THE JUICE WILL BE SQUEEZED FROM THE FEEDSTOCK STALKS, FERMENTED, DISTILLED AND BLENDED TO MAKE A RANGE OF ETHANOL/GASOLINE PRODUCTS, INCLUDING E-85 (AN 85/15 ETHANOL/GASOLINE BLEND). THE LEFTOVER STALK FIBER (BAGASSE) WILL BE COMBUSTED IN A COGENERATION BIOMASS BOILER (458.5 MMBTU/HR ON A 24-HOUR BASIS) TO MAKE PROCESS STEAM AND UP TO 30 MEGAWATTS (MW, GROSS) OF ELECTRICITY. IN ADDITION TO BAGASSE, THE BOILER WILL USE SUPPLEMENTAL BIOMASS CONSISTING OF ENERGY CROPS, WOOD CHIPS AND VEGETATIVE DEBRIS. NATURAL GAS WILL BE USED FOR STARTUP SHUTDOWN AND FLAME STABILIZATION AND DURING A DISRUPTION IN THE BIOMASS SUPPLY. | THE ONLY SIGNIFICANT EMISSION UNITS ARE THE BIOMASS BOILER (EU 002) AND THE ETHANOL PRODUCTION PROCESS (EU 004). | 600 HP Emergency Equipment | 17.11 | Ultra-Low Sulfur Oil | 0 |  | One 600 hp diesel fire pump engine will be installed to provide firewater during power outages. This unit will fire ULSD fuel oil or natural gas and will be limited to 500 hours per year of operation. This unit will be operated no more than 100 hours per year for testing and maintenance purposes per 40 CFR 60, Subpart IIII. The engine will be designed to meet US EPAâ€™s emission standards listed in 40 CFR Part 60 Subpart IIII for model year 2009 or later. | Particulate matter, total (TPM) | Other - Compliance witht the NSPS, Subpart IIII | (Particulate Matter (PM)) | PM | P | See Pollutant Notes. | 0.15 | G/HP-H |  | BACT-PSD | NSPS | U | 0 | U | 0 |  |  | 0 |  |  | 0 | 0 | N |  | The emergency fire pump engine shall comply with the following emission limits and demonstrate compliance in accordance with the procedures given in NSPS 40 CFR 60, Subpart IIII. Manufacturer certification may be provided to the Department in lieu of actual testing.
FL-0332 | HIGHLANDS BIOREFINERY AND COGENERATION PLANT | HIGHLANDS ENVIROFUELS (HEF), LLC | HIGHLAND COUNTY | FL | 33852 | USA | BRADLEY KROHN | 813-425-5478 | BKROHN@USENVIROFUELS.COM | 4 | FL001 | FLORIDA DEPT. OF ENVIRONMENTAL PROTECTION | MR. DAVID READ | (850) 717-9000 | David.Read@dep.state.fl.us | KRIS LANH - RBLC COORDINATOR ( KRIS.LANH@DEP.STATE.FL.US ) DAVID REED - PERMIT ENGINEER FOR THIS PROJECT, EMAIL: DAVID.REED@DEP.STATE.FL.US PH. 850-717-9075 | PSD-FL-416, 0550063-001-AC | 2869 | 221119 | No FRS Number | 06/28/2011 &nbsp;ACT | 09/23/2011 &nbsp;ACT | 2012-05-17 | 2012-10-11 | U | http://appprod.dep.state.fl.us/air/emission/apds/listpermits.asp | THIS PROJECT INVOLVES THE CONSTRUCTION OF A SUGARCANE AND SWEET SORGHUM-TO-ETHANOL ADVANCED BIOREFINERY WITH A MAXIMUM ANNUAL ETHANOL (C2H5OH) PRODUCTION RATE OF 36 MILLION GALLONS PER YEAR (MGPY). THE CANE (I.E. THE SUGARCANE AND SORGHUM) WILL BE GROWN ON NEARBY FARMLAND. THE JUICE WILL BE SQUEEZED FROM THE FEEDSTOCK STALKS, FERMENTED, DISTILLED AND BLENDED TO MAKE A RANGE OF ETHANOL/GASOLINE PRODUCTS, INCLUDING E-85 (AN 85/15 ETHANOL/GASOLINE BLEND). THE LEFTOVER STALK FIBER (BAGASSE) WILL BE COMBUSTED IN A COGENERATION BIOMASS BOILER (458.5 MMBTU/HR ON A 24-HOUR BASIS) TO MAKE PROCESS STEAM AND UP TO 30 MEGAWATTS (MW, GROSS) OF ELECTRICITY. IN ADDITION TO BAGASSE, THE BOILER WILL USE SUPPLEMENTAL BIOMASS CONSISTING OF ENERGY CROPS, WOOD CHIPS AND VEGETATIVE DEBRIS. NATURAL GAS WILL BE USED FOR STARTUP SHUTDOWN AND FLAME STABILIZATION AND DURING A DISRUPTION IN THE BIOMASS SUPPLY. | THE ONLY SIGNIFICANT EMISSION UNITS ARE THE BIOMASS BOILER (EU 002) AND THE ETHANOL PRODUCTION PROCESS (EU 004). | 2000 KW Emergency Equipment | 17.11 |  | 0 |  | One emergency generator rated at 2,000 kW (2,682 HP) will be installed to provide backup electrical power in the event of a power outage at the HEF facility. The generator will fire ULSD fuel oil or natural gas and will be limited to 500 hours per year of operation during emergencies. The unit will be operated no more than 100 hours per year for testing and maintenance purposes per 40 CFR 60, Subpart IIII. The engine will be designed to meet US EPAâ€™s emission standards listed in 40 CFR Part 60 Subpart IIII for model year 2006 or later. | Particulate matter, total (TPM) | Other - Compliance with NSPS, Subpart IIII | (Particulate Matter (PM)) | PM | P | See Pollutant Notes. | 0.15 | GM/BHP-H |  | BACT-PSD | NSPS | U | 0 | U | 0 |  |  | 0 |  |  | 0 | 0 | N |  | The emergency generator shall comply with the following emission limits and demonstrate compliance in accordance with the procedures given in NSPS 40 CFR 60, Subpart IIII the language of which is given in Appendix IIII. Manufacturer certification can be provided to the Department in lieu of actual stack testing.
*MI-0435 | BELLE RIVER COMBINED CYCLE POWER PLANT | DTE ELECTRIC COMPANY | ST. CLAIR | MI | 48054 | USA | MATTHEW PAUL | 313-235-3374 | MATTHEW.PAUL@DTEENERGY.COM | 5 | MI001 | MICHIGAN DEPT OF ENVIRONMENTAL QUALITY | MS. CINDY SMITH | (517)284-6802 | SMITHC17@MICHIGAN.GOV | For technical questions regarding the permit, please contact the permit engineer, Mr. John Vial, at 517-284-6805 or at vialj@michigan.gov. Thank you. | 19-18 | 4911 | 221112 | Not Found | 06/22/2018 &nbsp;ACT | 07/16/2018 &nbsp;ACT | 2018-08-23 | 2018-08-24 | B |  | Natural gas combined-cycle power plant | The new combined cycle plant is proposed to be located near DTE's existing Belle River and St. Clair coal fired power plants. The three plants will be considered a single stationary source. It will have a capacity of 1,150 megawatts. | EUEMENGINE: Emergency engine | 17.11 | Diesel | 2 | MW | A nominal 2 MW diesel-fueled emergency engine with a model year of 2011 or later, and a displacement of <10 liters/cylinder. The engine is an EPA Tier 2 certified engine subject to NSPS IIII. | Particulate matter, filterable (FPM) | Unspecified | (Particulate Matter (PM)) | PM | P | State of the art combustion design | 0.15 | GM/BHP-H | HOURLY | BACT-PSD | NSPS | N | 0 | N | 0 |  |  | 0 |  |  | 0 | 0 | N
ID-0018 | LANGLEY GULCH POWER PLANT | IDAHO POWER COMPANY | PAYETTE | ID |  | USA |  | 2083885820 | TMAHLUM@IDAHOPOWER.COM | 10 | ID001 | IDAHO DEPT OF ENVIRONMENTAL QUALITY | MR. BILL ROGERS | (208)373-0437 | WILLIAM.ROGERS@DEQ.IDAHO.GOV |  | P-2009.0092 | 4911 | 221112 | UNKNOWN | 06/07/2009 &nbsp;ACT | 06/25/2010 &nbsp;ACT | 2010-08-09 | 2010-10-05 | A |  | ONE-ON-ONE COMBINED CYCLE PLANT CONSISTING OF (1) NATURAL GAS-FIRED COMBUSTION TURBINE (CT) AND (1) STEAM TURBINE. THE CT IS EQUIPPED WITH (1) HEAT RECOVERY STEAM GENERATOR (HRSG) AND DUCT BURNER. ANCILLARY EQUIPMENT INCLUDES (1) DIESEL-FIRED EMERGENCY GENERATOR, (1) DIESEL-FIRED FIRE PUMP, (1) WET COOLING TOWER, AND (6) DRY CHEMICAL STORAGE SILOS. |  | EMERGENCY GENERATOR ENGINE | 17.11 | DIESEL | 750 | KW | COMPRESSION IGNITION INTERNAL COMBUSTION (CI ICE) | Particulate Matter (PM) | Unspecified | (Particulate Matter (PM)) | PM | P | TIER 2 ENGINE-BASED, GOOD COMBUSTION PRACTICES (GCP) | 0.15 | GM/BHP-H |  | BACT-PSD | NSPS | N | 0 |  | 0 |  |  | 0 |  |  | 0 | 0 | N
IL-0114 | CRONUS CHEMICALS, LLC | CRONUS CHEMICALS, LLC | DOUGLAS | IL | 60601 | USA | ERZIN ATAC | 312-863-8638 | ERZIN.ATAC@CRONUCHEM.COM | 5 | IL001 | ILLINOIS EPA, BUREAU OF AIR | MR. RAY PILAPIL | (217) 782-2113 | ray.pilapil@illinois.gov | Permit Writer: Bob Smet 217-785-9250 robert.smet@illinois.gov | 13060007 | 2873 | 325311 | 110055568522 | 02/14/2014 &nbsp;ACT | 09/05/2014 &nbsp;ACT | 2014-12-24 | 2016-05-05 | A | http://yosemite.epa.gov/r5/in_permt.nsf/6f1ebc583aad45448625763f0053e08e/02fa71769b748f8886257da2004e4f4f!OpenDocument | Plant will produce urea and ammonia, but ammonia production will be limited to a maximum of 3 months of the year (4,880 tpd urea and 2,789 tpd ammonia). |  | Emergency Generator | 17.11 | distillate fuel oil | 3755 | HP |  | Particulate matter, filterable (FPM) | Unspecified | (Particulate Matter (PM)) | PM | P | Tier IV standards for non-road engines at 40 CFR 1039.102, Table 7. | 0.075 | GM/BHP-H |  | BACT-PSD |  | U | 0 | U | 0 |  |  | 0 |  |  | 0 | 0 | N
IL-0114 | CRONUS CHEMICALS, LLC | CRONUS CHEMICALS, LLC | DOUGLAS | IL | 60601 | USA | ERZIN ATAC | 312-863-8638 | ERZIN.ATAC@CRONUCHEM.COM | 5 | IL001 | ILLINOIS EPA, BUREAU OF AIR | MR. RAY PILAPIL | (217) 782-2113 | ray.pilapil@illinois.gov | Permit Writer: Bob Smet 217-785-9250 robert.smet@illinois.gov | 13060007 | 2873 | 325311 | 110055568522 | 02/14/2014 &nbsp;ACT | 09/05/2014 &nbsp;ACT | 2014-12-24 | 2016-05-05 | A | http://yosemite.epa.gov/r5/in_permt.nsf/6f1ebc583aad45448625763f0053e08e/02fa71769b748f8886257da2004e4f4f!OpenDocument | Plant will produce urea and ammonia, but ammonia production will be limited to a maximum of 3 months of the year (4,880 tpd urea and 2,789 tpd ammonia). |  | Emergency Generator | 17.11 | distillate fuel oil | 3755 | HP |  | Particulate matter, total &lt; 10 Âµ (TPM10) | Unspecified | (Particulate Matter (PM)) | PM | P | Tier IV standards for non-road engines at 40 CFR 1039.102, Table 7. | 0.075 | GM/BHP-H |  | BACT-PSD |  | U | 0 | U | 0 |  |  | 0 |  |  | 0 | 0 | N
IL-0114 | CRONUS CHEMICALS, LLC | CRONUS CHEMICALS, LLC | DOUGLAS | IL | 60601 | USA | ERZIN ATAC | 312-863-8638 | ERZIN.ATAC@CRONUCHEM.COM | 5 | IL001 | ILLINOIS EPA, BUREAU OF AIR | MR. RAY PILAPIL | (217) 782-2113 | ray.pilapil@illinois.gov | Permit Writer: Bob Smet 217-785-9250 robert.smet@illinois.gov | 13060007 | 2873 | 325311 | 110055568522 | 02/14/2014 &nbsp;ACT | 09/05/2014 &nbsp;ACT | 2014-12-24 | 2016-05-05 | A | http://yosemite.epa.gov/r5/in_permt.nsf/6f1ebc583aad45448625763f0053e08e/02fa71769b748f8886257da2004e4f4f!OpenDocument | Plant will produce urea and ammonia, but ammonia production will be limited to a maximum of 3 months of the year (4,880 tpd urea and 2,789 tpd ammonia). |  | Emergency Generator | 17.11 | distillate fuel oil | 3755 | HP |  | Particulate matter, total &lt; 2.5 Âµ (TPM2.5) | Unspecified | (Particulate Matter (PM)) | PM | P | Tier IV standards for non-road engines at 40 CFR 1039.102, Table 7. | 0.075 | GM/BHP-H |  | BACT-PSD |  | U | 0 | U | 0 |  |  | 0 |  |  | 0 | 0 | N
AK-0073 | INTERNATIONAL STATION POWER PLANT | CHUGACH ELECTRIC ASSOCIATION | ANCHORAGE | AK | 99518 | USA | GREGORY ARTHUR | 907 762 4492 |  | 10 | AK001 | ALASKA DEPT OF ENVIRONMENTAL CONS | MR. JIM PLOSAY | (907) 465-5103 | JOHN.KUTERBACH@ALASKA.GOV | Kwame Agyei, Permit Engineer, kwame.agyei@alaska.gov | AQ0164CPT01 | 4911 | 221112 | 110046491854 | 04/14/2010 &nbsp;ACT | 12/20/2010 &nbsp;ACT | 2012-02-22 | 2014-01-08 | D |  | Power plant that contains four combustion turbines, four duct burners, a black start generator, and an auxiliary heater. |  | Fuel Combustion | 17.11 | Diesel | 1500 | kW-e | EU 13 Black Start Engine | Particulate matter, total &lt; 10 Âµ (TPM10) | Unspecified | (Particulate Matter (PM)) | PM | P | Turbocharger | 0.03 | G/HP-H |  | BACT-PSD |  | U | 0 | U | 0 |  |  | 0 |  |  | 0 | 0 | N
LA-0254 | NINEMILE POINT ELECTRIC GENERATING PLANT | ENTERGY LOUISIANA LLC | JEFFERSON | LA | 70094 | USA | CHRISTEE HERBERT | (504) 576-5699 | CHERBER@ENTERGY.COM | 6 | LA001 | LOUISIANA DEPARTMENT OF ENV QUALITY | MR. BRYAN D. JOHNSTON | (225)219-3450 | BRYAN.JOHNSTON@LA.GOV | PERMIT WRITER: CHRIS SMITH, (225) 219-3417 | PSD-LA-752 | 4911 | 221112 | 110002049328 | 09/14/2010 &nbsp;ACT | 08/16/2011 &nbsp;ACT | 2011-09-22 | 2011-12-12 | B |  | 1827 MW POWER PLANT (PRE-PROJECT). NATURAL GAS IS PRIMARY FUEL; NO. 2 &amp; NO. 4 FUEL OIL ARE SECONDARY FUELS. PROJECT INVOLVES DECOMMISSIONING OF 2 BOILERS AND THE CONSTRUCTION OF 2 COMBINED CYCLE GAS TURBINES WITH DUCT BURNERS, A NATURAL GAS-FIRED AUXILIARY BOILER, A DIESEL GENERATOR, 2 COOLING TOWERS, A FUEL OIL STORAGE TANK, A DIESEL-FIRED FIREWASTER PUMP, AND AN ANHYDROUS AMMONIA TANK. FUELS FOR THE TURBINES INCLUDE NATURAL GAS, NO. 2 FUEL OIL, AND ULTRA LOW SULFUR DIESEL. | APPLICATION ACCEPTED RECEIVED DATE = DATE OF ADMINISTRATIVE COMPLETENESS BACT FOR GREENHOUSE GASES (CO2E) FROM THE COMBINED CYCLE TURBINE GENERATORS (UNITS 6A & 6B) IS OPERATING PROPERLY AND PERFORMING NECESSARY ROUTINE MAINTENANCE, REPAIR, AND REPLACEMENT TO MAINTAIN THE GROSS HEAT RATE AT OR BELOW 7630 BTU/KW-HR (HHV) (ANNUAL AVERAGE). | EMERGENCY DIESEL GENERATOR | 17.11 | DIESEL | 1250 | HP |  | Particulate matter, total &lt; 2.5 Âµ (TPM2.5) | Unspecified | (Particulate Matter (PM)) | PM | P | ULTRA LOW SULFUR DIESEL AND GOOD COMBUSTION PRACTICES | 0.15 | G/HP-H | ANNUAL AVERAGE | BACT-PSD | OPERATING PERMIT | U | 0 | U | 0 |  |  | 0.15 | G/HP-H | ANNUAL AVERAGE | 0 | 0 | N
*MI-0433 | MEC NORTH, LLC AND MEC SOUTH LLC | MARSHALL ENERGY CENTER LLC | CALHOUN | MI | 49068 | USA | WILLARD LADD | 914-468-2402 | WLADD@DEVELOPMENTPARTNERS.COM | 5 | MI001 | MICHIGAN DEPT OF ENVIRONMENTAL QUALITY | MS. CINDY SMITH | (517)284-6802 | SMITHC17@MICHIGAN.GOV | There are two plants (MEC North, LLC and MEC South, LLC) that will operate as separate entities but they are considered a single stationary source and the installation of the two new plants was reviewed as a single project. There are two Air Permits to Install for the two plants (167-17 and 168-17). For technical questions regarding either of the two permits, please contact the permit engineer Ms. Catherine Asselin at 517-284-6786 or at asselinc@michigan.gov. Thank you. | 167-17 AND 168-17 | 4911 | 221112 | Not Found | 05/22/2018 &nbsp;ACT | 06/29/2018 &nbsp;ACT | 2018-08-17 | 2018-08-22 | A |  | Natural gas combined cycle power plant (two plants: north and south) | There are two plants that will operate as separate entities and each received a separate Air Permit to Install, but they are considered one stationary source and were reviewed as one project. | EUEMENGINE (South Plant): Emergency Engine | 17.11 | Diesel | 1341 | HP | A 1,341 HP (1,000 kilowatts (kW)) diesel-fired emergency engine with a model year of 2011 or later, and a displacement of <10 liters/cylinder. The engine is designed to be compliant with Tier IV emission standards. Equipped with a diesel particulate filter. | Particulate matter, filterable (FPM) | Unspecified | (Particulate Matter (PM)) | PM | B | z Diesel particulate filter, good combustion practices and meeting NSPS IIII requirements. | 0.15 | GM/BHP-H | HOURLY | BACT-PSD | NSPS | N | 0 | N | 0 |  |  | 0 |  |  | 0 | 0 | N
*MI-0433 | MEC NORTH, LLC AND MEC SOUTH LLC | MARSHALL ENERGY CENTER LLC | CALHOUN | MI | 49068 | USA | WILLARD LADD | 914-468-2402 | WLADD@DEVELOPMENTPARTNERS.COM | 5 | MI001 | MICHIGAN DEPT OF ENVIRONMENTAL QUALITY | MS. CINDY SMITH | (517)284-6802 | SMITHC17@MICHIGAN.GOV | There are two plants (MEC North, LLC and MEC South, LLC) that will operate as separate entities but they are considered a single stationary source and the installation of the two new plants was reviewed as a single project. There are two Air Permits to Install for the two plants (167-17 and 168-17). For technical questions regarding either of the two permits, please contact the permit engineer Ms. Catherine Asselin at 517-284-6786 or at asselinc@michigan.gov. Thank you. | 167-17 AND 168-17 | 4911 | 221112 | Not Found | 05/22/2018 &nbsp;ACT | 06/29/2018 &nbsp;ACT | 2018-08-17 | 2018-08-22 | A |  | Natural gas combined cycle power plant (two plants: north and south) | There are two plants that will operate as separate entities and each received a separate Air Permit to Install, but they are considered one stationary source and were reviewed as one project. | EUEMENGINE (North Plant): Emergency Engine | 17.11 | Diesel | 1341 | HP | A 1,341 HP (1,000 kilowatts (KW)) diesel-fired emergency engine with a model year of 2011 or later, and a displacement of <10 liters/cylinder. The engine is designed to be compliant with Tier IV emission standards. Equipped with a diesel particulate filter. | Particulate matter, filterable (FPM) | Unspecified | (Particulate Matter (PM)) | PM | B | z Diesel particulate filter, good combustion practices and meeting NSPS Subpart IIII requirements. | 0.15 | GM/BHP-H | HOURLY | BACT-PSD | NSPS | N | 0 | N | 0 |  |  | 0 |  |  | 0 | 0 | N
CA-1191 | VICTORVILLE 2 HYBRID POWER PROJECT | CITY OF VICTORVILLE | SAN BERNARDINO | CA | 92394 | USA | JOHN B. ROBERTS |  |  | 9 | OT010 | EPA REGION IX | MR. GERARDO RIOS | (415)972-3974 | rios.gerardo@epa.gov |  | SE 07-02 | 4911 | 221112 | 110040578862 | 06/13/2007 &nbsp;ACT | 03/11/2010 &nbsp;ACT | 2012-11-07 | 2017-12-14 | A | http://www.epa.gov/region9/air/permit/r9-permits-issued.html | 563 MW power plant comprised of a hybrid of natural gas-fired combined cycle generating equipment integrated with solar thermal components |  | EMERGENCY ENGINE | 17.11 | DIESEL | 2000 | KW | 2000 KW (2,683 hp) engine | Particulate matter, total &lt; 2.5 Âµ (TPM2.5) | Other - EPA Method 5 and 202, or CTM 039 or CTM 040 | (Particulate Matter (PM)) | PM | P | z OPERATIONAL RESTRICTION OF 50 HR/YR; USE OF ULTRA LOW SULFUR FUEL NOT TO EXCEED 15 PPMVD | 0.15 | GM/BHP-H |  | BACT-PSD |  | U | 0 | U | 0.15 | G/HP-H |  | 0 |  |  | 0 | 0 | N
CA-1191 | VICTORVILLE 2 HYBRID POWER PROJECT | CITY OF VICTORVILLE | SAN BERNARDINO | CA | 92394 | USA | JOHN B. ROBERTS |  |  | 9 | OT010 | EPA REGION IX | MR. GERARDO RIOS | (415)972-3974 | rios.gerardo@epa.gov |  | SE 07-02 | 4911 | 221112 | 110040578862 | 06/13/2007 &nbsp;ACT | 03/11/2010 &nbsp;ACT | 2012-11-07 | 2017-12-14 | A | http://www.epa.gov/region9/air/permit/r9-permits-issued.html | 563 MW power plant comprised of a hybrid of natural gas-fired combined cycle generating equipment integrated with solar thermal components |  | EMERGENCY ENGINE | 17.11 | DIESEL | 2000 | KW | 2000 KW (2,683 hp) engine | Particulate matter, total (TPM) | Other - EPA Method 5 and 202, or CTM 039 or CTM 040 | (Particulate Matter (PM)) | PM | P | z OPERATIONAL RESTRICTION OF 50 HR/YR; USE OF ULTRA LOW SULFUR FUEL NOT TO EXCEED 15 PPMVD FUEL SULFUR | 0.15 | GM/BHP-H |  | BACT-PSD |  | U | 0 | U | 0.15 | G/HP-H |  | 0 |  |  | 0 | 0 | N
*PA-0309 | LACKAWANNA ENERGY CTR/JESSUP | LACKAWANNA ENERGY CENTER, LLC | LACKAWANNA | PA | 18434 | USA |  |  |  | 3 | PA001 | PENNSYLVANIA DEPT OF ENVIRONMENTAL PROTECTION, BUREAU OF AIR QUALITY | MR. ROBERT COOK | (717)772-3974 | rwcook@pa.gov |  | 35-00069A | 4911 | 221112 | 110069993385 | 07/11/2014 &nbsp;ACT | 12/23/2015 &nbsp;ACT | 2017-07-18 | 2017-07-20 | A |  | This plan approval is for the construction and temporary operation of three (3) identical General Electric Model 7HA.02 natural gas fired combustion turbines and heat recovery steam generator with duct burners (CT/HRSG). Each CT/HRSG combined-cycle process block includes one (1) combustion gas turbine and one (1) heat recovery steam generator with duct burners with all three (3) CT/HRSG sharing one (1) steam turbine. The entire power block is rated at 1,500 MW. Additional equipment includes: one (1) 2,000 kW diesel-fired emergency generator one (1) 315 HP diesel-fired emergency fire water pump one (1) 184.8 MM BTU/hr natural gas fired boiler one (1) 12 MMBTU/hr natural gas fuel gas heater two (2) Diesel fuel storage tanks four (4) lubricating oil tanks one (1) aqueous ammonia storage tank |  | 2000 kW Emergency Generator | 17.11 | Ultra-low sulfur Diesel | 0 |  | To allow maintenance of vital plant loads during power outages or maintenance of the switchyard. | Particulate matter, filterable (FPM) | Unspecified | (Particulate Matter (PM)) | PM | N |  | 0.025 | GM/HP-HR |  | BACT-PSD |  | U | 0 | U | 0.004 | TONS | 12-MONTH ROLLING BASIS | 0 |  |  | 0 | 0 | N
*PA-0309 | LACKAWANNA ENERGY CTR/JESSUP | LACKAWANNA ENERGY CENTER, LLC | LACKAWANNA | PA | 18434 | USA |  |  |  | 3 | PA001 | PENNSYLVANIA DEPT OF ENVIRONMENTAL PROTECTION, BUREAU OF AIR QUALITY | MR. ROBERT COOK | (717)772-3974 | rwcook@pa.gov |  | 35-00069A | 4911 | 221112 | 110069993385 | 07/11/2014 &nbsp;ACT | 12/23/2015 &nbsp;ACT | 2017-07-18 | 2017-07-20 | A |  | This plan approval is for the construction and temporary operation of three (3) identical General Electric Model 7HA.02 natural gas fired combustion turbines and heat recovery steam generator with duct burners (CT/HRSG). Each CT/HRSG combined-cycle process block includes one (1) combustion gas turbine and one (1) heat recovery steam generator with duct burners with all three (3) CT/HRSG sharing one (1) steam turbine. The entire power block is rated at 1,500 MW. Additional equipment includes: one (1) 2,000 kW diesel-fired emergency generator one (1) 315 HP diesel-fired emergency fire water pump one (1) 184.8 MM BTU/hr natural gas fired boiler one (1) 12 MMBTU/hr natural gas fuel gas heater two (2) Diesel fuel storage tanks four (4) lubricating oil tanks one (1) aqueous ammonia storage tank |  | 2000 kW Emergency Generator | 17.11 | Ultra-low sulfur Diesel | 0 |  | To allow maintenance of vital plant loads during power outages or maintenance of the switchyard. | Particulate matter, total &lt; 10 Âµ (TPM10) | Unspecified | (Particulate Matter (PM)) | PM | N |  | 0.025 | GM/HP-HR |  | BACT-PSD |  | U | 0 | U | 0.004 | TONS | 12-MONTH ROLLING BASIS | 0 |  |  | 0 | 0 | N
*PA-0309 | LACKAWANNA ENERGY CTR/JESSUP | LACKAWANNA ENERGY CENTER, LLC | LACKAWANNA | PA | 18434 | USA |  |  |  | 3 | PA001 | PENNSYLVANIA DEPT OF ENVIRONMENTAL PROTECTION, BUREAU OF AIR QUALITY | MR. ROBERT COOK | (717)772-3974 | rwcook@pa.gov |  | 35-00069A | 4911 | 221112 | 110069993385 | 07/11/2014 &nbsp;ACT | 12/23/2015 &nbsp;ACT | 2017-07-18 | 2017-07-20 | A |  | This plan approval is for the construction and temporary operation of three (3) identical General Electric Model 7HA.02 natural gas fired combustion turbines and heat recovery steam generator with duct burners (CT/HRSG). Each CT/HRSG combined-cycle process block includes one (1) combustion gas turbine and one (1) heat recovery steam generator with duct burners with all three (3) CT/HRSG sharing one (1) steam turbine. The entire power block is rated at 1,500 MW. Additional equipment includes: one (1) 2,000 kW diesel-fired emergency generator one (1) 315 HP diesel-fired emergency fire water pump one (1) 184.8 MM BTU/hr natural gas fired boiler one (1) 12 MMBTU/hr natural gas fuel gas heater two (2) Diesel fuel storage tanks four (4) lubricating oil tanks one (1) aqueous ammonia storage tank |  | 2000 kW Emergency Generator | 17.11 | Ultra-low sulfur Diesel | 0 |  | To allow maintenance of vital plant loads during power outages or maintenance of the switchyard. | Particulate matter, total &lt; 2.5 Âµ (TPM2.5) | Unspecified | (Particulate Matter (PM)) | PM | N |  | 0.025 | GM/HP-HR |  | BACT-PSD |  | U | 0 | U | 0.004 | TONS | 12-MONTH ROLLING BASIS | 0 |  |  | 0 | 0 | N
*PA-0311 | MOXIE FREEDOM GENERATION PLANT | MOXIE FREEDOM LLC | LUZERNE | PA | 18603 | USA |  |  |  | 3 | PA001 | PENNSYLVANIA DEPT OF ENVIRONMENTAL PROTECTION, BUREAU OF AIR QUALITY | MR. ROBERT COOK | (717)772-3974 | rwcook@pa.gov |  | 40-00129A | 4911 | 221112 | 110064098541 | 10/06/2014 &nbsp;ACT | 09/01/2015 &nbsp;ACT | 2017-07-28 | 2017-07-31 | A |  | The Project is for the construction and operation of two identical 1 x 1 power blocks, each consisting of a combustion gas turbine (CGT or CT) and a steam turbine (ST) configured in single shaft alignment, where each CT and ST train share one common electric generator. The turbines to be used for this project are Two General Electric (GE) 7HA.02 CTs, each in 1 x 1 single shaft combined- cycle power islands. Each CT and duct burner will exclusively fire pipeline-quality natural gas. The HRSGs will be equipped with selective catalytic reduction (SCR) to minimize nitrogen oxide (NOx) emissions and oxidation catalysts to minimize carbon monoxide (CO) and volatile organic compound (VOC) emissions from the CTs and DBâ€™s. The Project will also include several pieces of ancillary equipment. The list of equipment includes: One fuel gas dew-point heater - natural gas fired, common for all CTs Two CT inlet evaporative coolers - one for each CT (not emissions sources) Two air-cooled condensers (ACCs) - one for each HRSG (not emissions sources) One auxiliary boiler, natural gas-fired One diesel engine powered emergency generator One diesel engine powered fire water pump Diesel fuel, lubricating oil, and aqueous ammonia storage tanks The project once operational will produce 1050 MW Electric Generation |  | Emergency Generator | 17.11 |  | 0 |  | Sulfur content of the diesel fuel combusted by the emergency diesel generator shall not exceed 15 ppm. Shall maintain and operate the source in accordance with good engineering practice. | Particulate matter, total &lt; 10 Âµ (TPM10) | Unspecified | (Particulate Matter (PM)) | PM | N |  | 0.04 | G/HP-HR |  | BACT-PSD | NSPS | U | 0 | U | 0.003 | TPY | 12-MONTH ROLLING BASIS | 0 |  |  | 0 | 0 | N
*PA-0311 | MOXIE FREEDOM GENERATION PLANT | MOXIE FREEDOM LLC | LUZERNE | PA | 18603 | USA |  |  |  | 3 | PA001 | PENNSYLVANIA DEPT OF ENVIRONMENTAL PROTECTION, BUREAU OF AIR QUALITY | MR. ROBERT COOK | (717)772-3974 | rwcook@pa.gov |  | 40-00129A | 4911 | 221112 | 110064098541 | 10/06/2014 &nbsp;ACT | 09/01/2015 &nbsp;ACT | 2017-07-28 | 2017-07-31 | A |  | The Project is for the construction and operation of two identical 1 x 1 power blocks, each consisting of a combustion gas turbine (CGT or CT) and a steam turbine (ST) configured in single shaft alignment, where each CT and ST train share one common electric generator. The turbines to be used for this project are Two General Electric (GE) 7HA.02 CTs, each in 1 x 1 single shaft combined- cycle power islands. Each CT and duct burner will exclusively fire pipeline-quality natural gas. The HRSGs will be equipped with selective catalytic reduction (SCR) to minimize nitrogen oxide (NOx) emissions and oxidation catalysts to minimize carbon monoxide (CO) and volatile organic compound (VOC) emissions from the CTs and DBâ€™s. The Project will also include several pieces of ancillary equipment. The list of equipment includes: One fuel gas dew-point heater - natural gas fired, common for all CTs Two CT inlet evaporative coolers - one for each CT (not emissions sources) Two air-cooled condensers (ACCs) - one for each HRSG (not emissions sources) One auxiliary boiler, natural gas-fired One diesel engine powered emergency generator One diesel engine powered fire water pump Diesel fuel, lubricating oil, and aqueous ammonia storage tanks The project once operational will produce 1050 MW Electric Generation |  | Emergency Generator | 17.11 |  | 0 |  | Sulfur content of the diesel fuel combusted by the emergency diesel generator shall not exceed 15 ppm. Shall maintain and operate the source in accordance with good engineering practice. | Particulate matter, total &lt; 2.5 Âµ (TPM2.5) | Unspecified | (Particulate Matter (PM)) | PM | N |  | 0.04 | G/HP-HR |  | BACT-PSD | NSPS | U | 0 | U | 0.003 | TPY | 12-MONTH ROLLING BASIS | 0 |  |  | 0 | 0 | N
*PA-0311 | MOXIE FREEDOM GENERATION PLANT | MOXIE FREEDOM LLC | LUZERNE | PA | 18603 | USA |  |  |  | 3 | PA001 | PENNSYLVANIA DEPT OF ENVIRONMENTAL PROTECTION, BUREAU OF AIR QUALITY | MR. ROBERT COOK | (717)772-3974 | rwcook@pa.gov |  | 40-00129A | 4911 | 221112 | 110064098541 | 10/06/2014 &nbsp;ACT | 09/01/2015 &nbsp;ACT | 2017-07-28 | 2017-07-31 | A |  | The Project is for the construction and operation of two identical 1 x 1 power blocks, each consisting of a combustion gas turbine (CGT or CT) and a steam turbine (ST) configured in single shaft alignment, where each CT and ST train share one common electric generator. The turbines to be used for this project are Two General Electric (GE) 7HA.02 CTs, each in 1 x 1 single shaft combined- cycle power islands. Each CT and duct burner will exclusively fire pipeline-quality natural gas. The HRSGs will be equipped with selective catalytic reduction (SCR) to minimize nitrogen oxide (NOx) emissions and oxidation catalysts to minimize carbon monoxide (CO) and volatile organic compound (VOC) emissions from the CTs and DBâ€™s. The Project will also include several pieces of ancillary equipment. The list of equipment includes: One fuel gas dew-point heater - natural gas fired, common for all CTs Two CT inlet evaporative coolers - one for each CT (not emissions sources) Two air-cooled condensers (ACCs) - one for each HRSG (not emissions sources) One auxiliary boiler, natural gas-fired One diesel engine powered emergency generator One diesel engine powered fire water pump Diesel fuel, lubricating oil, and aqueous ammonia storage tanks The project once operational will produce 1050 MW Electric Generation |  | Emergency Generator | 17.11 |  | 0 |  | Sulfur content of the diesel fuel combusted by the emergency diesel generator shall not exceed 15 ppm. Shall maintain and operate the source in accordance with good engineering practice. | Particulate matter, total (TPM) | Unspecified | (Particulate Matter (PM)) | PM | N |  | 0.04 | G/HP-HR |  | BACT-PSD | NSPS | U | 0 | U | 0.003 | TPY | 12-MONTH ROLLING BASIS | 0 |  |  | 0 | 0 | N
PR-0009 | ENERGY ANSWERS ARECIBO PUERTO RICO RENEWABLE ENERGY PROJECT | ENERGY ANSWERS ARECIBO, LLC | ARECIBO | PR |  | USA | MARK GREEN | (347)-351-5248 |  | 2 | OT003 | EPA REGION II | MR. FRANK JON | (212)637-4085 | jon.frank@epa.gov | Ms. Viorica Petriman petriman.viorica@epa.gov | R2-PSD 1 | 4953 | 221119 | FRL-9911-10-Region 2 | 11/11/2012 &nbsp;ACT | 04/10/2014 &nbsp;ACT | 2014-10-14 | 2016-05-05 | A |  | Energy Answers Arecibo is a new resource recovery facility capable of producing up to 77 megawatts (MW) of electrical power while combusting municipal solid waste, as the primary fuel. | This is a PSD permit for a new/greenfield facility. | Emergency Diesel Generator | 17.11 | ULSD Fuel oil # 2 | 0 |  | Emergency Generator is rated at 670 BHP and is limited to 500 hr per year (emergency and testing and maintenance, combined) | Particulate matter, filterable (FPM) | Unspecified | (Particulate Matter (PM)) | PM | N |  | 0.15 | G/B-HP-H |  | BACT-PSD |  | U | 0 | U | 0.22 | LB/H |  | 0 |  |  | 0 | 0 | N
PR-0009 | ENERGY ANSWERS ARECIBO PUERTO RICO RENEWABLE ENERGY PROJECT | ENERGY ANSWERS ARECIBO, LLC | ARECIBO | PR |  | USA | MARK GREEN | (347)-351-5248 |  | 2 | OT003 | EPA REGION II | MR. FRANK JON | (212)637-4085 | jon.frank@epa.gov | Ms. Viorica Petriman petriman.viorica@epa.gov | R2-PSD 1 | 4953 | 221119 | FRL-9911-10-Region 2 | 11/11/2012 &nbsp;ACT | 04/10/2014 &nbsp;ACT | 2014-10-14 | 2016-05-05 | A |  | Energy Answers Arecibo is a new resource recovery facility capable of producing up to 77 megawatts (MW) of electrical power while combusting municipal solid waste, as the primary fuel. | This is a PSD permit for a new/greenfield facility. | Emergency Diesel Generator | 17.11 | ULSD Fuel oil # 2 | 0 |  | Emergency Generator is rated at 670 BHP and is limited to 500 hr per year (emergency and testing and maintenance, combined) | Particulate matter, total &lt; 10 Âµ (TPM10) | Unspecified | (Particulate Matter (PM)) | PM | N |  | 0.15 | G/B-HP-H |  | BACT-PSD |  | U | 0 | U | 0.22 | LB/H |  | 0 |  |  | 0 | 0 | N
PR-0009 | ENERGY ANSWERS ARECIBO PUERTO RICO RENEWABLE ENERGY PROJECT | ENERGY ANSWERS ARECIBO, LLC | ARECIBO | PR |  | USA | MARK GREEN | (347)-351-5248 |  | 2 | OT003 | EPA REGION II | MR. FRANK JON | (212)637-4085 | jon.frank@epa.gov | Ms. Viorica Petriman petriman.viorica@epa.gov | R2-PSD 1 | 4953 | 221119 | FRL-9911-10-Region 2 | 11/11/2012 &nbsp;ACT | 04/10/2014 &nbsp;ACT | 2014-10-14 | 2016-05-05 | A |  | Energy Answers Arecibo is a new resource recovery facility capable of producing up to 77 megawatts (MW) of electrical power while combusting municipal solid waste, as the primary fuel. | This is a PSD permit for a new/greenfield facility. | Emergency Diesel Generator | 17.11 | ULSD Fuel oil # 2 | 0 |  | Emergency Generator is rated at 670 BHP and is limited to 500 hr per year (emergency and testing and maintenance, combined) | Particulate matter, total &lt; 2.5 Âµ (TPM2.5) | Unspecified | (Particulate Matter (PM)) | PM | N |  | 0.15 | G/B-HP-H |  | BACT-PSD |  | U | 0 | U | 0.22 | LB/H |  | 0 |  |  | 0 | 0 | N
*PA-0310 | CPV FAIRVIEW ENERGY CENTER | CPV FAIRVIEW, LLC | CAMBRIA | PA |  | USA |  |  |  | 3 | PA001 | PENNSYLVANIA DEPT OF ENVIRONMENTAL PROTECTION, BUREAU OF AIR QUALITY | MR. ROBERT COOK | (717)772-3974 | rwcook@pa.gov |  | 11-00536A | 4911 | 221112 | 110064823721 | 09/15/2015 &nbsp;ACT | 09/02/2016 &nbsp;ACT | 2017-07-18 | 2017-07-31 | A |  | This plan approval authorizes CPV Fairview, LLC to construct and temporarily operate the Fairview Energy Center. Air contamination sources and air cleaning devices authorized for construction and temporary operation under this plan approval include: A combined cycle electric generating unit consisting of two (2) General Electric (&quot;GE&quot;) 7HA.02 &quot;H&quot;-class combustion turbines each with maximum fuel type-based heat input of 3,338-MMBtu/hr (natural gas), 3,274-MMBtu/hr (ULSD), 3,199 MMBtu/hr (ethane blend), and equipped with dry low-NOx combustors and evaporative turbine intake cooling; two (2) heat recovery steam generators (HRSGs) each equipped with a low-NOx duct burner with maximum heat input of 425-MMBtu/hr, and a common steam turbine generator. Exhaust emissions from each combined cycle electric generating unit will be controlled by oxidation catalyst and selective catalytic reduction (SCR). - One (1) up to 12-cell mechanical draft wet cooling tower with high-efficiency drift eliminator. - One (1) natural gas-fired auxiliary boiler with maximum heat input of 92.4 MMBtu/hr. - One (1) natural gas-fired dew point heater with maximum heat input of 12.8 MMBtu/hr. - One (1) natural gas-fired dew point heater with maximum heat input of 3.2 MMBtu/hr. - Two (2) 1,500-ekW diesel-fired emergency genset engines. - One (1) 422-bhp diesel-fired fire water pump engine. - One (1) 1,000,000-gallon ULSD storage tank. - Eight (8) sulfur hexafluoride (SF6) circuit breakers. - Plant roadways. - Natural gas and ethane blend piping components. |  | Emergency Generator Engines | 17.11 | ULSD | 0 |  | (2) 1500 kW emergency diesel genset. Emission limitations are for each genset and fuel is restricted to ULSD (15 ppm) and each is restricted to 100 hrs on a 12-month rolling basis. | Particulate matter, total (TPM) | Unspecified | (Particulate Matter (PM)) | PM | N |  | 0.15 | G/BHP-HR |  | BACT-PSD | NSPS | U | 0 | U | 0 |  |  | 0 |  |  | 0 | 0 | N
IN-0185 | MAG PELLET LLC | MAG PELLET LLC | WHITE | IN | 47980 | USA | BARB MANSFIELD | 5742974227 |  | 5 | IN001 | INDIANA DEPT OF ENV MGMT, OFC OF AIR | MR. MATT STUCKEY | (317) 233-0203 | mstuckey@idem.in.gov | JULIE ALEXANDER JUALEXAN@IDEM.IN.GOV (317) 233-1782 JENNY ACKER JLACKER@IDEM.IN.GOV 317-234-5285 | 181-33965-00054 | 1011 | 212210 | 110055584363 | 12/09/2013 &nbsp;ACT | 04/24/2014 &nbsp;ACT | 2014-08-12 | 2016-05-13 | D | HTTP://PERMITS.AIR.IDEM.IN.GOV/33965F.PDF | A STATIONARY IRON ORE CONCENTRATE PELLETIZING PLANT |  | DIESEL FIRE PUMP | 17.11 | DIESEL | 300 | HP |  | Particulate matter, filterable &lt; 10 Âµ (FPM10) | Unspecified | (Particulate Matter (PM)) | PM | N |  | 0.15 | G/HP-H |  | BACT-PSD |  |  | 0 |  | 500 | H |  | 0 |  |  | 0 | 0 | N
IN-0185 | MAG PELLET LLC | MAG PELLET LLC | WHITE | IN | 47980 | USA | BARB MANSFIELD | 5742974227 |  | 5 | IN001 | INDIANA DEPT OF ENV MGMT, OFC OF AIR | MR. MATT STUCKEY | (317) 233-0203 | mstuckey@idem.in.gov | JULIE ALEXANDER JUALEXAN@IDEM.IN.GOV (317) 233-1782 JENNY ACKER JLACKER@IDEM.IN.GOV 317-234-5285 | 181-33965-00054 | 1011 | 212210 | 110055584363 | 12/09/2013 &nbsp;ACT | 04/24/2014 &nbsp;ACT | 2014-08-12 | 2016-05-13 | D | HTTP://PERMITS.AIR.IDEM.IN.GOV/33965F.PDF | A STATIONARY IRON ORE CONCENTRATE PELLETIZING PLANT |  | DIESEL FIRE PUMP | 17.11 | DIESEL | 300 | HP |  | Particulate matter, filterable &lt; 2.5 Âµ (FPM2.5) | Unspecified | (Particulate Matter (PM)) | PM | N |  | 0.15 | G/HP-H |  | BACT-PSD |  |  | 0 |  | 500 | H |  | 0 |  |  | 0 | 0 | N
IN-0185 | MAG PELLET LLC | MAG PELLET LLC | WHITE | IN | 47980 | USA | BARB MANSFIELD | 5742974227 |  | 5 | IN001 | INDIANA DEPT OF ENV MGMT, OFC OF AIR | MR. MATT STUCKEY | (317) 233-0203 | mstuckey@idem.in.gov | JULIE ALEXANDER JUALEXAN@IDEM.IN.GOV (317) 233-1782 JENNY ACKER JLACKER@IDEM.IN.GOV 317-234-5285 | 181-33965-00054 | 1011 | 212210 | 110055584363 | 12/09/2013 &nbsp;ACT | 04/24/2014 &nbsp;ACT | 2014-08-12 | 2016-05-13 | D | HTTP://PERMITS.AIR.IDEM.IN.GOV/33965F.PDF | A STATIONARY IRON ORE CONCENTRATE PELLETIZING PLANT |  | DIESEL FIRE PUMP | 17.11 | DIESEL | 300 | HP |  | Particulate matter, filterable (FPM) | Unspecified | (Particulate Matter (PM)) | PM | N |  | 0.15 | G/HP-H |  | BACT-PSD |  |  | 0 |  | 500 | H |  | 0 |  |  | 0 | 0 | N
MI-0400 | WOLVERINE POWER | WOLVERINE POWER SUPPLY COOPERATIVE, INC. | PRESQUE ISLE | MI | 49779 | USA | BRIAN WARNER | 2317755700 X 3336 | BWARNER@WPSCI.COM | 5 | MI001 | MICHIGAN DEPT OF ENVIRONMENTAL QUALITY | MS. CINDY SMITH | (517)284-6802 | SMITHC17@MICHIGAN.GOV | Please contact permit engineer Melissa Byrnes at 517-373-7065 with questions regarding this permit. Thank you. | 317-07 | 4911 | 221112 | 26-14105823 | 09/26/2007 &nbsp;ACT | 06/29/2011 &nbsp;ACT | 2012-10-18 | 2016-04-14 | A |  | Coal-fired power plant. |  | Emergency generator | 17.11 | Diesel | 4000 | HP | Maximum operation was based on 500 hours per year. | Particulate matter, filterable (FPM) | Unspecified | (Particulate Matter (PM)) | PM | N |  | 0.15 | G/HP-H | TEST PROTOCOL; BACT/SIP/NSPS | BACT-PSD | NSPS , SIP | N | 0 | N | 0 |  |  | 0 |  |  | 0 | 0 | N
IA-0095 | TATE & LYLE INDGREDIENTS AMERICAS, INC. |  | WEBSTER | IA | 50501 | USA | JOHN DENT | 2174212655 | JOHN.DENT@TATEANDLYLE.COM | 7 | IA001 | IOWA DEPARTMENT OF NATURAL RESOURCES AIR QUALITY | MR. GARY SMITH | (515) 725-9563 | GARY.SMITH@DNR.IOWA.GOV |  | PROJECT 08-126 | 2046 | 111150 | UNKNOWN | 07/01/2008 &nbsp;EST | 09/19/2008 &nbsp;ACT | 2008-09-29 | 2009-01-30 | A |  | CORN WET MILL |  | EMERGENCY GENERATOR | 17.11 | DIESEL | 700 | KW |  | Particulate matter, filterable &lt; 10 Âµ (FPM10) | Unspecified | (Particulate Matter (PM)) | PM | N |  | 0.15 | GM/BHP-H | AVERAGE OF THREE STACK TEST RUNS | BACT-PSD | NSPS | U | 0 | U | 0.08 | T/YR | 12-MONTH ROLLING TOTAL | 0 |  |  | 0 | 0 | N
IA-0095 | TATE & LYLE INDGREDIENTS AMERICAS, INC. |  | WEBSTER | IA | 50501 | USA | JOHN DENT | 2174212655 | JOHN.DENT@TATEANDLYLE.COM | 7 | IA001 | IOWA DEPARTMENT OF NATURAL RESOURCES AIR QUALITY | MR. GARY SMITH | (515) 725-9563 | GARY.SMITH@DNR.IOWA.GOV |  | PROJECT 08-126 | 2046 | 111150 | UNKNOWN | 07/01/2008 &nbsp;EST | 09/19/2008 &nbsp;ACT | 2008-09-29 | 2009-01-30 | A |  | CORN WET MILL |  | FIRE PUMP ENGINE | 17.11 | DIESEL | 575 | HP |  | Particulate matter, filterable &lt; 10 Âµ (FPM10) | Unspecified | (Particulate Matter (PM)) | PM | N |  | 0.15 | GM/BHP-H | AVERAGE OF THREE STACK TEST RUNS | BACT-PSD | NSPS | U | 0 | U | 0.05 | T/YR | 12-MONTH ROLLING TOTAL | 0 |  |  | 0 | 0 | N
AK-0076 | POINT THOMSON PRODUCTION FACILITY | EXXON MOBIL CORPORATION | NORTH SLOPE | AK |  | USA | MATT REILLE | 907 929 4108 | MATTHEW.R.REILE@EXXONMOBIL.COM | 10 | AK001 | ALASKA DEPT OF ENVIRONMENTAL CONS | MR. JIM PLOSAY | (907) 465-5103 | JOHN.KUTERBACH@ALASKA.GOV |  | AQ1201CPT01 | 1382 | 211111 | Not Available | 04/09/2012 &nbsp;ACT | 08/20/2012 &nbsp;ACT | 2012-08-23 | 2013-05-30 | A |  | OIL GAS EXPLORATION AND PRODUCTION FACILITY | ESTABLISH A NEW FACILITY IN THE NORTH SLOPE OF ALASKA | Combustion of Diesel by ICEs | 17.11 | ULSD | 1750 | kW | Diesel-fired generators | Particulate matter, total &lt; 2.5 Âµ (TPM2.5) | Unspecified | (Particulate Matter (PM)) | PM | N |  | 0.15 | GM/BHP-H |  | BACT-PSD | NSPS | U | 0 | U | 0 |  |  | 0 |  |  | 0 | 0 | N
FL-0322 | SWEET SORGHUM-TO-ETHANOL ADVANCED BIOREFINERY | SOUTHEAST RENEWABLE FUELS (SRF), LLC | HENDRY COUNTY | FL | 33440 | USA | DON MARKLEY | 954-492-1588 | DMARKLEY@SERENEWABLE.COM | 4 | FL001 | FLORIDA DEPT. OF ENVIRONMENTAL PROTECTION | MR. DAVID READ | (850) 717-9000 | David.Read@dep.state.fl.us | Alvaro Linero, P.E. Administrator alvaro.linero@dep.state.fl.us Phone: 850-717-9076 David Read, Engineer david.read@dep.state.fl.us Phone: 850-717-9075 Teresa Heron, Engineer teresa.heron@dep.state.fl.us phone: 850-717-9082 | PSD-FL-412 (0510032-001-AC) | 2869 | 325193 | Not Applicable | 03/19/2010 &nbsp;ACT | 12/23/2010 &nbsp;ACT | 2011-01-31 | 2011-07-06 | A | http://www.dep.state.fl.us/Air/emission/bioenergy/southern_renewables.htm | The SRF facility will be located just East of County Road (CR) 835 at the intersection with Hill Grade Road and approximately 13 miles south southwest of Clewiston/Lake Okeechobee in Hendry County. Hendry County is bounded by Lee County to the west, Glades County to the north, Collier County to the south, Palm Beach County to the east and Broward County to the southeast. Lake Okeechobee is located immediately northeast of Hendry County. The Big Cypress Seminole Indian Reservation is located approximately 18 miles south southeast of the site entrance. Most of Hendry County is agricultural. | The applicant proposes to construct a sweet sorghum-to-ethanol advanced biorefinery with a capacity of 22.11 million gallons per year (MGPY). The sweet sorghum will be grown on adjacent farmland. The sweet sorghum juice will be squeezed from the sorghum stalks, fermented, distilled and blended to make a range of ethanol/gasoline products. The leftover stalk fiber (bagasse) and other parts of the plant (harvest field residue) will be combusted in a cogeneration biomass boiler to make process steam and up to 30 megawatts (MW, gross) of electricity. The applicant also plans to use sweet sorghum molasses in the ethanol process when sweet sorghum is not available. Wood and yard waste will be used as a backup and supplemental fuel for the biomass boiler. | Emergency Generators, Two 2682 HP EA | 17.11 | ULSD | 0 |  | Two emergency generators, each rated at 2,000 kW, will be installed to provide backup electrical power in the event of a power outage at the SRF facility. The engines will fire ULSD fuel oil or propane and each will be limited to 500 hours per year of operation during emergencies. Each unit will be operated no more than 100 hours per year for testing and maintenance purposes per 40 CFR 60, Subpart IIII. Each engine will be designed to meet USEPAâ€™s emission standards listed in 40 CFR Part 60 Subpart IIII for model year 2006 or later. | Particulate matter, total (TPM) | Other - Manufacturer Certification | (Particulate Matter (PM)) | PM | N |  | 0.15 | GM/BHP-H |  | BACT-PSD |  | U | 0 | U | 0 |  |  | 0 |  |  | 0 | 0 | N |  | The emergency generators shall comply with the emission limit and demonstrate compliance in accordance with the procedures given in NSPS 40 CFR 60, Subpart IIII. Manufacturer certification may be provided to the Department in lieu of actual testing. These emergency generators are Stationary Compression Ignition Internal Combustion Engines (Stationary ICE) and shall comply with applicable provisions of 40 CFR 60, Subpart IIII, including emission testing or certification.
MA-0039 | SALEM HARBOR STATION REDEVELOPMENT | FOOTPRINT POWER SALEM HARBOR DEVELOPMENT LP | ESSEX | MA | 1970 | USA | SCOTT SILVERSTEIN |  |  | 1 | MA001 | MASSACHUSETTS DEPT OF ENVIRONMENTAL PROTECTION | MR. MARC WOLMAN | (617)292-5515 | marc.wolman@state.ma.us. | Cosmo Buttaro MassDEP Northeast Regional Office 205B Lowell Street Wilmington, MA 01887 (978) 694-3281 Cosmo.Buttaro@State.MA.US | NE-12-022 | 4911 | 221112 | 110000310459 | 09/09/2013 &nbsp;ACT | 01/30/2014 &nbsp;ACT | 2014-09-26 | 2016-05-05 | A | http://www.mass.gov/eea/agencies/massdep/air/approvals/air-permits-and-approvals-issued-to-facilities.html | Footprint Power Salem Harbor Development LP (the Permittee) proposes to construct and operate a nominal 630 Megawatt (MW) natural gas fired, quick start (capable of producing 300 MW within 10 minutes of startup) combined cycle electric generating facility (the Facility) at Salem Harbor Station. With duct firing, the proposed Facility will be capable of generating an additional 62 MW, for a total of 692 MW. Emission units include two 315 MW (nominal) GE Model 107F Series 5 combustion turbine generators, each with dedicated heat recovery steam generator, duct burner and 31 MW (estimated) steam turbine generator, dispatchable independently of one another by ISO-NE; one 80 mmBtu/hr auxiliary boiler, one 750 kW emergency engine-generator, and one 371 bhp emergency engine-fire-pump. | separate PSD permit under delegated program, and CPA approval (including nonattainment major NSR for NOx as ozone precursor, and state minor NSR for other pollutants) other facility-wide emission limits (not listed in next section): GHG(CO2e): 2,279,530 TPY CO2: 2,277,333 TPY H2SO4: 19.0 TPY | Emergency Engine/Generator | 17.11 | ULSD | 7.4 | MMBTU/H | â‰¤ 300 hours of operation per 12-month rolling period S in ULSD: â‰¤0.0015% by weight | Particulate matter, total &lt; 10 Âµ (TPM10) | Unspecified | (Particulate Matter (PM)) | PM | N |  | 0.15 | GM/BHP-H | 1 HR BLOCK AVERAGE | BACT-PSD | NESHAP , NSPS , SIP , OPERATING PERMIT | U | 0 | U | 0.36 | LB/H | 1 HR BLOCK AVERAGE | 0 |  |  | 0 | 0 | N
MA-0039 | SALEM HARBOR STATION REDEVELOPMENT | FOOTPRINT POWER SALEM HARBOR DEVELOPMENT LP | ESSEX | MA | 1970 | USA | SCOTT SILVERSTEIN |  |  | 1 | MA001 | MASSACHUSETTS DEPT OF ENVIRONMENTAL PROTECTION | MR. MARC WOLMAN | (617)292-5515 | marc.wolman@state.ma.us. | Cosmo Buttaro MassDEP Northeast Regional Office 205B Lowell Street Wilmington, MA 01887 (978) 694-3281 Cosmo.Buttaro@State.MA.US | NE-12-022 | 4911 | 221112 | 110000310459 | 09/09/2013 &nbsp;ACT | 01/30/2014 &nbsp;ACT | 2014-09-26 | 2016-05-05 | A | http://www.mass.gov/eea/agencies/massdep/air/approvals/air-permits-and-approvals-issued-to-facilities.html | Footprint Power Salem Harbor Development LP (the Permittee) proposes to construct and operate a nominal 630 Megawatt (MW) natural gas fired, quick start (capable of producing 300 MW within 10 minutes of startup) combined cycle electric generating facility (the Facility) at Salem Harbor Station. With duct firing, the proposed Facility will be capable of generating an additional 62 MW, for a total of 692 MW. Emission units include two 315 MW (nominal) GE Model 107F Series 5 combustion turbine generators, each with dedicated heat recovery steam generator, duct burner and 31 MW (estimated) steam turbine generator, dispatchable independently of one another by ISO-NE; one 80 mmBtu/hr auxiliary boiler, one 750 kW emergency engine-generator, and one 371 bhp emergency engine-fire-pump. | separate PSD permit under delegated program, and CPA approval (including nonattainment major NSR for NOx as ozone precursor, and state minor NSR for other pollutants) other facility-wide emission limits (not listed in next section): GHG(CO2e): 2,279,530 TPY CO2: 2,277,333 TPY H2SO4: 19.0 TPY | Emergency Engine/Generator | 17.11 | ULSD | 7.4 | MMBTU/H | â‰¤ 300 hours of operation per 12-month rolling period S in ULSD: â‰¤0.0015% by weight | Particulate matter, total &lt; 2.5 Âµ (TPM2.5) | Unspecified | (Particulate Matter (PM)) | PM | N |  | 0.15 | GM/BHP-H | 1 HR BLOCK AVERAGE | BACT-PSD | NSPS , NESHAP , SIP , OPERATING PERMIT | U | 0 | U | 0.36 | LB/H | 1 HR BLOCK AVERAGE | 0 |  |  | 0 | 0 | N
AK-0082 | POINT THOMSON PRODUCTION FACILITY | EXXON MOBIL CORPORATION | USA | AK |  | USA | MATT REILE | 907 929 4108 | MATTHEW.R.REILE@EXXONMOBIL.COM | 10 | AK001 | ALASKA DEPT OF ENVIRONMENTAL CONS | MR. JIM PLOSAY | (907) 465-5103 | JOHN.KUTERBACH@ALASKA.GOV |  | AQ1201CPT03 | 1382 | 211111 | 110058932561 | 12/13/2013 &nbsp;ACT | 01/23/2015 &nbsp;ACT | 2015-01-28 | 2016-02-19 | C | http://dec.alaska.gov/Applications/Air/airtoolsweb/Home/ViewAttachment/16685549/QXjhK6BJvK3h8EByjhru7Q2 | OIL GAS EXPLORATION AND PRODUCTION FACILITY. | Revise Existing RBLC ID AK-0076 to include pollutants: PM-10 and VOC which now trigger PSD. | Emergency Camp Generators | 17.11 | Ultra Low Sulfur Diesel | 2695 | hp | Three 2,695 hp ULSD-fired Standby Camp Generator Engines. | Particulate matter, filterable &lt; 10 Âµ (FPM10) | Unspecified | (Particulate Matter (PM)) | PM | N |  | 0.15 | GRAMS/HP-H |  | BACT-PSD |  | U | 0 | U | 0 |  |  | 0 |  |  | 0 | 0 | N
AK-0082 | POINT THOMSON PRODUCTION FACILITY | EXXON MOBIL CORPORATION | USA | AK |  | USA | MATT REILE | 907 929 4108 | MATTHEW.R.REILE@EXXONMOBIL.COM | 10 | AK001 | ALASKA DEPT OF ENVIRONMENTAL CONS | MR. JIM PLOSAY | (907) 465-5103 | JOHN.KUTERBACH@ALASKA.GOV |  | AQ1201CPT03 | 1382 | 211111 | 110058932561 | 12/13/2013 &nbsp;ACT | 01/23/2015 &nbsp;ACT | 2015-01-28 | 2016-02-19 | C | http://dec.alaska.gov/Applications/Air/airtoolsweb/Home/ViewAttachment/16685549/QXjhK6BJvK3h8EByjhru7Q2 | OIL GAS EXPLORATION AND PRODUCTION FACILITY. | Revise Existing RBLC ID AK-0076 to include pollutants: PM-10 and VOC which now trigger PSD. | Fine Water Pumps | 17.11 | Ultra Low Sulfur Diesel | 610 | hp | Two ULSD-fired 610 hp Fine Water Pumps | Particulate matter, filterable &lt; 10 Âµ (FPM10) | Unspecified | (Particulate Matter (PM)) | PM | N |  | 0.15 | GRAMS/HP-H |  | BACT-PSD |  | U | 0 | U | 0 |  |  | 0 |  |  | 0 | 0 | N
AK-0082 | POINT THOMSON PRODUCTION FACILITY | EXXON MOBIL CORPORATION | USA | AK |  | USA | MATT REILE | 907 929 4108 | MATTHEW.R.REILE@EXXONMOBIL.COM | 10 | AK001 | ALASKA DEPT OF ENVIRONMENTAL CONS | MR. JIM PLOSAY | (907) 465-5103 | JOHN.KUTERBACH@ALASKA.GOV |  | AQ1201CPT03 | 1382 | 211111 | 110058932561 | 12/13/2013 &nbsp;ACT | 01/23/2015 &nbsp;ACT | 2015-01-28 | 2016-02-19 | C | http://dec.alaska.gov/Applications/Air/airtoolsweb/Home/ViewAttachment/16685549/QXjhK6BJvK3h8EByjhru7Q2 | OIL GAS EXPLORATION AND PRODUCTION FACILITY. | Revise Existing RBLC ID AK-0076 to include pollutants: PM-10 and VOC which now trigger PSD. | Bulk Tank Generator Engines | 17.11 | Ultra Low Sulfur Diesel | 891 | hp | Two ULSD-fired 891 hp Bulk Tank Storage Area Generator Engines | Particulate matter, filterable &lt; 10 Âµ (FPM10) | Unspecified | (Particulate Matter (PM)) | PM | N |  | 0.15 | GRAMS/HP-H |  | BACT-PSD |  | U | 0 | U | 0 |  |  | 0 |  |  | 0 | 0 | N
AK-0082 | POINT THOMSON PRODUCTION FACILITY | EXXON MOBIL CORPORATION | USA | AK |  | USA | MATT REILE | 907 929 4108 | MATTHEW.R.REILE@EXXONMOBIL.COM | 10 | AK001 | ALASKA DEPT OF ENVIRONMENTAL CONS | MR. JIM PLOSAY | (907) 465-5103 | JOHN.KUTERBACH@ALASKA.GOV |  | AQ1201CPT03 | 1382 | 211111 | 110058932561 | 12/13/2013 &nbsp;ACT | 01/23/2015 &nbsp;ACT | 2015-01-28 | 2016-02-19 | C | http://dec.alaska.gov/Applications/Air/airtoolsweb/Home/ViewAttachment/16685549/QXjhK6BJvK3h8EByjhru7Q2 | OIL GAS EXPLORATION AND PRODUCTION FACILITY. | Revise Existing RBLC ID AK-0076 to include pollutants: PM-10 and VOC which now trigger PSD. | Emergency Camp Generators | 17.11 | Ultra Low Sulfur Diesel | 2695 | hp | Three 2,695 hp ULSD-fired Standby Camp Generator Engines. | Particulate matter, filterable &lt; 2.5 Âµ (FPM2.5) | Unspecified | (Particulate Matter (PM)) | PM | N |  | 0.15 | GRAMS/HP-H |  | BACT-PSD |  | U | 0 | U | 0 |  |  | 0 |  |  | 0 | 0 | N
AK-0082 | POINT THOMSON PRODUCTION FACILITY | EXXON MOBIL CORPORATION | USA | AK |  | USA | MATT REILE | 907 929 4108 | MATTHEW.R.REILE@EXXONMOBIL.COM | 10 | AK001 | ALASKA DEPT OF ENVIRONMENTAL CONS | MR. JIM PLOSAY | (907) 465-5103 | JOHN.KUTERBACH@ALASKA.GOV |  | AQ1201CPT03 | 1382 | 211111 | 110058932561 | 12/13/2013 &nbsp;ACT | 01/23/2015 &nbsp;ACT | 2015-01-28 | 2016-02-19 | C | http://dec.alaska.gov/Applications/Air/airtoolsweb/Home/ViewAttachment/16685549/QXjhK6BJvK3h8EByjhru7Q2 | OIL GAS EXPLORATION AND PRODUCTION FACILITY. | Revise Existing RBLC ID AK-0076 to include pollutants: PM-10 and VOC which now trigger PSD. | Fine Water Pumps | 17.11 | Ultra Low Sulfur Diesel | 610 | hp | Two ULSD-fired 610 hp Fine Water Pumps | Particulate matter, filterable &lt; 2.5 Âµ (FPM2.5) | Unspecified | (Particulate Matter (PM)) | PM | N |  | 0.15 | GRAMS/HP-H |  | BACT-PSD |  | U | 0 | U | 0 |  |  | 0 |  |  | 0 | 0 | N
AK-0082 | POINT THOMSON PRODUCTION FACILITY | EXXON MOBIL CORPORATION | USA | AK |  | USA | MATT REILE | 907 929 4108 | MATTHEW.R.REILE@EXXONMOBIL.COM | 10 | AK001 | ALASKA DEPT OF ENVIRONMENTAL CONS | MR. JIM PLOSAY | (907) 465-5103 | JOHN.KUTERBACH@ALASKA.GOV |  | AQ1201CPT03 | 1382 | 211111 | 110058932561 | 12/13/2013 &nbsp;ACT | 01/23/2015 &nbsp;ACT | 2015-01-28 | 2016-02-19 | C | http://dec.alaska.gov/Applications/Air/airtoolsweb/Home/ViewAttachment/16685549/QXjhK6BJvK3h8EByjhru7Q2 | OIL GAS EXPLORATION AND PRODUCTION FACILITY. | Revise Existing RBLC ID AK-0076 to include pollutants: PM-10 and VOC which now trigger PSD. | Bulk Tank Generator Engines | 17.11 | Ultra Low Sulfur Diesel | 891 | hp | Two ULSD-fired 891 hp Bulk Tank Storage Area Generator Engines | Particulate matter, filterable &lt; 2.5 Âµ (FPM2.5) | Unspecified | (Particulate Matter (PM)) | PM | N |  | 0.15 | GRAMS/HP-H |  | BACT-PSD |  | U | 0 | U | 0 |  |  | 0 |  |  | 0 | 0 | N
LA-0251 | FLOPAM INC. FACILITY | FLOPAM INC. | IBERVILLE | LA | 70764 | USA | GARY RYALS | 912-884-3366 |  | 6 | LA001 | LOUISIANA DEPARTMENT OF ENV QUALITY | MR. BRYAN D. JOHNSTON | (225)219-3450 | BRYAN.JOHNSTON@LA.GOV | PERMIT WRITER: DAN NGUYEN (225)219-3181 | PSD-LA-747(M1) | 2869 | 325998 | 110041935779 | 11/18/2010 &nbsp;ACT | 04/26/2011 &nbsp;ACT | 2011-09-01 | 2011-12-12 | A |  | A CHEMICAL MANUFACTURING COMPLEX IS UNDER CONSTRUCTION (PSD-LA-747 - LA0240). EQUIPMENT IS ADDED OR REDESIGNED. (ENGINES, COOLING TOWERS, MATERIAL HANDLING). PERMIT PSD-LA-747(M2) WAS ISSUED JULY 5, 2012 FOR ADDITIONAL DUST FILTERS TO CONTROL PM/PM10 FROM THE PERMITTED POWDER PLANTS. SIMILAR DUST FILTERS WERE DETERMINED AS BACT FOR SAME POWDER PLANTS. NO ADDITIONAL BACT ANALYSIS IS REQUIRED. |  | Large Generator Engines (17 units) | 17.11 | Diesel | 0 |  | 11 units: 591 hp 6 units: 1175 hp | Particulate matter, filterable &lt; 10 Âµ (FPM10) | Unspecified | (Particulate Matter (PM)) | PM | N |  | 0.15 | g/HP-H |  | BACT-PSD | NSPS | U | 0 | U | 0 |  |  | 0.2 | G/KW-H |  | 0 | 0 | N
OK-0129 | CHOUTEAU POWER PLANT | ASSOCIATED ELECTRIC COOPERATIVE INC | MAYES | OK | 74362 | USA |  |  |  | 6 | OK001 | OKLAHOMA DEPARTMENT OF ENVIRONMENTAL QUALITY | MR. LEE WARDEN | (405)702-4182 | LEE.WARDEN@DEQ.OK.GOV |  | 2007-115-C(M-1)PSD | 4911 | 221112 | 4009700017 | 06/19/2008 &nbsp;ACT | 01/23/2009 &nbsp;ACT | 2009-11-20 | 2010-02-18 | B |  |  |  | EMERGENCY DIESEL GENERATOR (2200 HP) | 17.11 | LOW SULFUR DIESEL | 2200 | HP |  | Particulate matter, total &lt; 10 Âµ (TPM10) | Unspecified | (Particulate Matter (PM)) | PM | N |  | 0.15 | g/HP-H |  | BACT-PSD | NSPS | U | 0 | U | 0.2 | G/KW-H | NSPS | 0 |  |  | 0 | 0 | N
*PA-0311 | MOXIE FREEDOM GENERATION PLANT | MOXIE FREEDOM LLC | LUZERNE | PA | 18603 | USA |  |  |  | 3 | PA001 | PENNSYLVANIA DEPT OF ENVIRONMENTAL PROTECTION, BUREAU OF AIR QUALITY | MR. ROBERT COOK | (717)772-3974 | rwcook@pa.gov |  | 40-00129A | 4911 | 221112 | 110064098541 | 10/06/2014 &nbsp;ACT | 09/01/2015 &nbsp;ACT | 2017-07-28 | 2017-07-31 | A |  | The Project is for the construction and operation of two identical 1 x 1 power blocks, each consisting of a combustion gas turbine (CGT or CT) and a steam turbine (ST) configured in single shaft alignment, where each CT and ST train share one common electric generator. The turbines to be used for this project are Two General Electric (GE) 7HA.02 CTs, each in 1 x 1 single shaft combined- cycle power islands. Each CT and duct burner will exclusively fire pipeline-quality natural gas. The HRSGs will be equipped with selective catalytic reduction (SCR) to minimize nitrogen oxide (NOx) emissions and oxidation catalysts to minimize carbon monoxide (CO) and volatile organic compound (VOC) emissions from the CTs and DBâ€™s. The Project will also include several pieces of ancillary equipment. The list of equipment includes: One fuel gas dew-point heater - natural gas fired, common for all CTs Two CT inlet evaporative coolers - one for each CT (not emissions sources) Two air-cooled condensers (ACCs) - one for each HRSG (not emissions sources) One auxiliary boiler, natural gas-fired One diesel engine powered emergency generator One diesel engine powered fire water pump Diesel fuel, lubricating oil, and aqueous ammonia storage tanks The project once operational will produce 1050 MW Electric Generation |  | Fire Pump Engine | 17.11 | diesel | 0 |  | Sulfur content of the diesel fuel combusted by the fire engine pump shall not exceed 15 ppm. Shall maintain and operate the source in accordance with good engineering practice. | Particulate matter, total &lt; 10 Âµ (TPM10) | Unspecified | (Particulate Matter (PM)) | PM | N |  | 0.2 | G/HP-HR |  | BACT-PSD | NSPS | U | 0 | U | 0.006 | TPY | 12-MONTH ROLLING BASIS | 0 |  |  | 0 | 0 | N
*PA-0311 | MOXIE FREEDOM GENERATION PLANT | MOXIE FREEDOM LLC | LUZERNE | PA | 18603 | USA |  |  |  | 3 | PA001 | PENNSYLVANIA DEPT OF ENVIRONMENTAL PROTECTION, BUREAU OF AIR QUALITY | MR. ROBERT COOK | (717)772-3974 | rwcook@pa.gov |  | 40-00129A | 4911 | 221112 | 110064098541 | 10/06/2014 &nbsp;ACT | 09/01/2015 &nbsp;ACT | 2017-07-28 | 2017-07-31 | A |  | The Project is for the construction and operation of two identical 1 x 1 power blocks, each consisting of a combustion gas turbine (CGT or CT) and a steam turbine (ST) configured in single shaft alignment, where each CT and ST train share one common electric generator. The turbines to be used for this project are Two General Electric (GE) 7HA.02 CTs, each in 1 x 1 single shaft combined- cycle power islands. Each CT and duct burner will exclusively fire pipeline-quality natural gas. The HRSGs will be equipped with selective catalytic reduction (SCR) to minimize nitrogen oxide (NOx) emissions and oxidation catalysts to minimize carbon monoxide (CO) and volatile organic compound (VOC) emissions from the CTs and DBâ€™s. The Project will also include several pieces of ancillary equipment. The list of equipment includes: One fuel gas dew-point heater - natural gas fired, common for all CTs Two CT inlet evaporative coolers - one for each CT (not emissions sources) Two air-cooled condensers (ACCs) - one for each HRSG (not emissions sources) One auxiliary boiler, natural gas-fired One diesel engine powered emergency generator One diesel engine powered fire water pump Diesel fuel, lubricating oil, and aqueous ammonia storage tanks The project once operational will produce 1050 MW Electric Generation |  | Fire Pump Engine | 17.11 | diesel | 0 |  | Sulfur content of the diesel fuel combusted by the fire engine pump shall not exceed 15 ppm. Shall maintain and operate the source in accordance with good engineering practice. | Particulate matter, total (TPM) | Unspecified | (Particulate Matter (PM)) | PM | N |  | 0.2 | G/HP-HR |  | BACT-PSD | NSPS | U | 0 | U | 0.006 | TPY | 12-MONTH ROLLING BASIS | 0 |  |  | 0 | 0 | N
OK-0156 | NORTHSTAR AGRI IND ENID | NORTHSTAR AGRI INDUSTRIES | GARFIELD | OK | 73701 | USA | JIM DUDLEY | 701-478-5848 | JDUDLEY@NORTHSTARAGRI.COM | 6 | OK001 | OKLAHOMA DEPARTMENT OF ENVIRONMENTAL QUALITY | MR. LEE WARDEN | (405)702-4182 | LEE.WARDEN@DEQ.OK.GOV |  | 2013-0109-C PSD | 2076 | 311223 | Not Found | 01/31/2013 &nbsp;ACT | 07/31/2013 &nbsp;ACT | 2014-06-19 | 2018-05-11 | A |  | The new Northstar Agri Industries â€“ Enid facility will be designed to convert 2,500 TPD of seeds into crude oil and RBD oil. The facility consists of several processing steps to prepare seed and remove up to 100 million gallons per year of crude oil and RBD oil. | FRS Entered as &lsquo;&lsquo;047-00098&lsquo;&lsquo;. Too short for a FRS. The new Northstar Agri Industries â€“ Enid facility will be designed to convert 2,500 TPD of seeds into crude oil and RBD oil. The facility consists of several processing steps to prepare seed and remove up to 100 million gallons per year of crude oil and RBD oil. | Fire Pump Engine | 17.11 | Diesel | 550 | hp |  | Particulate matter, total &lt; 10 Âµ (TPM10) | Unspecified | (Particulate Matter (PM)) | PM | N |  | 0.2 | GM/HP-HR |  | BACT-PSD | NSPS | U | 0 | U | 0 |  |  | 0 |  |  | 0 | 0 | N |  | NSPS
OK-0156 | NORTHSTAR AGRI IND ENID | NORTHSTAR AGRI INDUSTRIES | GARFIELD | OK | 73701 | USA | JIM DUDLEY | 701-478-5848 | JDUDLEY@NORTHSTARAGRI.COM | 6 | OK001 | OKLAHOMA DEPARTMENT OF ENVIRONMENTAL QUALITY | MR. LEE WARDEN | (405)702-4182 | LEE.WARDEN@DEQ.OK.GOV |  | 2013-0109-C PSD | 2076 | 311223 | Not Found | 01/31/2013 &nbsp;ACT | 07/31/2013 &nbsp;ACT | 2014-06-19 | 2018-05-11 | A |  | The new Northstar Agri Industries â€“ Enid facility will be designed to convert 2,500 TPD of seeds into crude oil and RBD oil. The facility consists of several processing steps to prepare seed and remove up to 100 million gallons per year of crude oil and RBD oil. | FRS Entered as &lsquo;&lsquo;047-00098&lsquo;&lsquo;. Too short for a FRS. The new Northstar Agri Industries â€“ Enid facility will be designed to convert 2,500 TPD of seeds into crude oil and RBD oil. The facility consists of several processing steps to prepare seed and remove up to 100 million gallons per year of crude oil and RBD oil. | Fire Pump Engine | 17.11 | Diesel | 550 | hp |  | Particulate matter, total &lt; 2.5 Âµ (TPM2.5) | Unspecified | (Particulate Matter (PM)) | PM | N |  | 0.2 | GM/HP-HR |  | BACT-PSD | NSPS | U | 0 | U | 0 |  |  | 0 |  |  | 0 | 0 | N |  | NSPS
AL-0301 | NUCOR STEEL TUSCALOOSA, INC. | NUCOR STEEL TUSCALOOSA, INC. | TUSCALOOSA | AL | 35404 | USA | ERIC LARMORE | 2055621132 | ERIC.LARMORE@NUCOR.COM | 4 | AL001 | ALABAMA DEPT OF ENVIRONMENTAL MGMT | MR. DALE HURST | (334) 271-7882 | ADH@ADEM.STATE.AL.US |  | 413-0033-X014 - X020 | 3312 | 331111 | 110042026170 | 03/19/2014 &nbsp;ACT | 07/22/2014 &nbsp;ACT | 2015-05-11 | 2016-06-08 | D |  | STEEL MILL ADDING 2ND BAGHOUSE TO EAF, AUSTENITIZING FURNACE, TEMPERING FURNACE, VACUUM DEGASSER, PLASMA TORCHES, AND EMERGENCY GENERATORS | ADDING 2ND BAGHOUSE TO EAF, AUSTENITIZING FURNACE, TEMPERING FURNACE, VACUUM DEGASSER, PLASMA TORCHES, AND EMERGENCY GENERATORS | DIESEL FIRED EMERGENCY GENERATOR | 17.11 | DIESEL | 800 | HP |  | Particulate matter, filterable (FPM) | EPA/OAR Mthd 5 | (Particulate Matter (PM)) | PM | N |  | 0.32 | g/HP-H |  | BACT-PSD | NSPS , MACT | N | 0 | N | 0 |  |  | 0 |  |  | 0 | 0 | N
Federal Emission Standards, Good Combustion Practices, & Clean Fuel
[40 empty] | Low | 0.015
[40 empty] | High | 0.43
No Control Specified
[40 empty] | Low | 0.025
[40 empty] | High | 0.32

## VOC
RBLCID | FACILITY_NAME | CORPORATE_OR_COMPANY_NAME | FACILITY_COUNTY | FACILITY_STATE | FACILITY_ZIP_CODE | FACILITY_COUNTRY | FACILTY_CONTACT_NAME | FACILITY_PHONE | FACILITY_CONTACT_EMAIL | EPA_REGION | AGENCY_CODE | AGENCY_NAME | AGENCY_CONTACT | AGENCY_PHONE | AGENCY_EMAIL | OTHER_AGENCY_CONTACT_INFO | PERMIT_NUM | SIC_CODE | NAICS_CODE | FACILITY_REGISTRY_SYSTEM_NUMBER | COMPLETE_APPLICATION_DATE | PERMIT_ISSUANCE_DATE | DATE_DETERMINATION_ENTERED_INTO_RBLC | DATE_DETERMINATION_LAST_UPDATED | PERMIT_TYPE | PERMIT_URL | FACILITY_DESCRIPTION | PERMIT_NOTES | PROCESS_NAME | PROCCESS_TYPE | PRIMARY_FUEL | THROUGHPUT | THROUGHPUT_UNIT | PROCESS_NOTES | POLLUTANT | TESTMETHOD | POLLUTANT_GROUP(S) | CAS_NUMBER | CONTROL_METHOD_CODE | CONTROL_METHOD_DESCRIPTION | EMISSION_LIMIT_1 | EMISSION_LIMIT_1_UNIT | EMISSION_LIMIT_1_AVG_TIME_CONDITION | CASE-BY-CASE_BASIS | OTHER_ APPLICABLE_REQUIREMENTS | OTHER_FACTORS | PERCENT_EFFICIENCY | COMPLIANCE_VERIFIED | EMISSION_LIMIT_2 | EMISSION_LIMIT_2_UNIT | EMISSION_LIMIT_2_AVGERAGE_TIME_CONDITION | STANDARAD_EMISSION_LIMIT | STANDARD_EMISSION_LIMIT_UNIT | STANDARD_LIMIT_AVERAGE_TIME_CONDITION | COST_EFFECTIVENESS | INCREMENTAL_COST_EFFECTIVENESS | Cost_Verified | DOLLAR_YEAR_USED_IN_COST_ESTIMATES | POLLUTANT_COMPLIANCE_NOTES
OK-0154 | MOORELAND GENERATING STA | WESTERN FARMERS ELECTRIC COOPERATIVE | WOODWARD | OK | 73852 | USA | GERALD BUTCHER | 405-247-4341 | G_BUTCHER@WFEC.COM | 6 | OK001 | OKLAHOMA DEPARTMENT OF ENVIRONMENTAL QUALITY | MR. LEE WARDEN | (405)702-4182 | LEE.WARDEN@DEQ.OK.GOV |  | 2008-302-C(M-1)PSD | 4911 | 221112 | 153-00002 | 08/22/2012 &nbsp;ACT | 07/02/2013 &nbsp;ACT | 2014-06-18 | 2016-07-29 | B |  | WFEC operates the Mooreland Generating Station to generate wholesale electricity which is transmitted over WFECâ€™s system. The facility was originally constructed in 1963. The electricity is sold in rural areas of approximately 3/4 of the state of Oklahoma and part of New Mexico. The Mooreland Generating Station currently consists of three high-pressure boilers that burn locally-produced natural gas. The three high-pressure boilers used to generate electricity and the auxiliary boiler used to heat the facility were constructed before May 31, 1972, and are considered â€œgrandfatheredâ€ from construction permitting requirements. | WFEC submitted a Prevention of Significant Deterioration (PSD) construction permit application for the proposed addition of a combined-cycle combustion turbine and associated support equipment to the existing Mooreland Generating Station | DIESEL-FIRED EMERGENCY GENERATOR ENGINE | 17.11 | DIESEL | 1341 | HP | <100 HR/YR OPERATION. | Volatile Organic Compounds (VOC) | Unspecified | (Volatile Organic Compounds (VOC)) | VOC | P | Good Combustion | 0.32 | g/hp-hr |  | BACT-PSD | N/A | U | 0 | U | 0 |  |  | 0 |  |  | 0 | 0 | N
IA-0106 | CF INDUSTRIES NITROGEN, LLC - PORT NEAL NITROGEN COMPLEX | CF INDUSTRIES NITROGEN, LLC | WOODBURY | IA | 51054 | USA | MIKE MAAS | 712-233-6222 | MMAAS@CFINDUSTRIES.COM | 7 | IA001 | IOWA DEPARTMENT OF NATURAL RESOURCES AIR QUALITY | MR. GARY SMITH | (515) 725-9563 | GARY.SMITH@DNR.IOWA.GOV | Christopher A. Roling, PE Environmental Engineer Senior Iowa DNR - Air Quality Bureau 7900 Hickman Rd, Suite 1 Windsor Heights, IA 50324 (515) 242-6002 chris.roling@dnr.iowa.gov | PN 13-037 | 2873 | 325311 | 110000414089 | 02/01/2013 &nbsp;ACT | 07/12/2013 &nbsp;ACT | 2013-07-16 | 2016-05-04 | B |  | Nitrogenous fertilizer manufacturing including ammonia, urea, and urea-ammonium nitrate (UAN) solutions. |  | Emergency Generators | 17.11 | diesel fuel | 180 | GAL/H | There are two (2) identically sized generators. | Volatile Organic Compounds (VOC) | EPA/OAR Mthd 25A | (Volatile Organic Compounds (VOC)) | VOC | P | good combustion practices | 0.15 | G/hp-hr | AVERAGE OF THREE (3) STACK TEST RUNS | BACT-PSD |  | U | 0 | U | 0.31 | TONS/YR | ROLLING TWELVE (12) MONTH TOTAL | 0 |  |  | 0 | 0 | N
LA-0313 | ST. CHARLES POWER STATION | ENTERGY LOUISIANA, LLC | ST. CHARLES | LA | 70068 | USA |  |  |  | 6 | LA001 | LOUISIANA DEPARTMENT OF ENV QUALITY | MR. BRYAN D. JOHNSTON | (225)219-3450 | BRYAN.JOHNSTON@LA.GOV |  | PSD-LA-804 | 4911 | 221112 | Not Found | 06/29/2015 &nbsp;ACT | 08/31/2016 &nbsp;ACT | 2017-03-13 | 2017-04-28 | A |  | The St. Charles Power Station (SCPS) is a new electric power generating facility consisting of two (2) natural gas-fired combined cycle gas turbines, each with a heat recovery stem generator unit equipped with duct burners, and one (1) steam generator turbine. The SCPS will will have a predicted net nominal output of 980 MW at ISO conditions with supplemental duct firing. |  | SCPS Emergency Diesel Generator 1 | 17.11 | Diesel | 2584 | HP |  | Volatile Organic Compounds (VOC) | EPA/OAR Mthd 204F | (Volatile Organic Compounds (VOC)) | VOC | P | Good combustion practices | 0.24 | G/hp-H | HOURLY MAXIMUM | BACT-PSD | NSPS , OPERATING PERMIT | U | 0 | U | 6.84 | T/YR | ANNUAL MAXIMUM | 0 |  |  | 0 | 0 | N |  | BACT Limit = 4.8 G/BHP-HR (NMHC + NOx)
IA-0105 | IOWA FERTILIZER COMPANY | IOWA FERTILIZER COMPANY | LEE | IA | 52658 | USA | DAVE PEARSON | (319) 246-2308 | DAVE.PEARSON@IOWAFERTILIZERS.COM | 7 | IA001 | IOWA DEPARTMENT OF NATURAL RESOURCES AIR QUALITY | MR. GARY SMITH | (515) 725-9563 | GARY.SMITH@DNR.IOWA.GOV | CHRISTOPHER A. ROLING, PE ENVIRONMENTAL ENGINEER SENIOR (515) 725-9557 CHRIS.ROLING@DNR.IOWA.GOV | 12-219 | 2873 | 325311 | 110054890392 | 08/03/2012 &nbsp;ACT | 10/26/2012 &nbsp;ACT | 2012-11-01 | 2013-08-13 | A | https://aqbweb.iowadnr.gov/airpermit/eepsdpermit.jsp ,https://aqbweb.iowadnr.gov/airpermit/eepsdpermit.jsp ,https://aqbweb.iowadnr.gov/airpermit/eepsdpermit.jsp ,https://aqbweb.iowadnr.gov/airpermit/eepsdpermit.jsp ,https://aqbweb.iowadnr.gov/airpermit/eepsdpermit.jsp ,https://aqbweb.iowadnr.gov/airpermit/eepsdpermit.jsp ,https://aqbweb.iowadnr.gov/airpermit/eepsdpermit.jsp ,https://aqbweb.iowadnr.gov/airpermit/eepsdpermit.jsp | NITROGENEOUS FERTILIZER MANUFACTURING | THE PROJECT WAS AMENDED ON 3/13/14 DUE TO SOME DESIGN CHANGES WHICH INCLUDED ADDITIONAL EMISSION UNITS/POINTS. THE NEW PROJECT IS UNDER PROJECT NUMBER/PERMIT NUMBER 13-355 | Emergency Generator | 17.11 | diesel fuel | 142 | GAL/H | rated @ 2,000 KW | Volatile Organic Compounds (VOC) | EPA/OAR Mthd 25A | (Volatile Organic Compounds (VOC)) | VOC | P | good combustion practices | 0.299 | G/hp-hr | AVERAGE OF 3 STACK TEST RUNS | BACT-PSD |  | U | 0 | U | 0.44 | TONS/YR | ROLLING 12 MONTH TOTAL | 0 |  |  | 0 | 0 | N
IN-0173 | MIDWEST FERTILIZER CORPORATION | MIDWEST FERTILIZER CORPORATION | POSEY | IN | 47620 | USA | MICHAEL CHORLTON | 3176258315 |  | 5 | IN001 | INDIANA DEPT OF ENV MGMT, OFC OF AIR | MR. MATT STUCKEY | (317) 233-0203 | mstuckey@idem.in.gov | PERMIT WRITER: DAVID MATOUSEK (317) 232-8253 DMATOUSE@IDEM.IN.GOV SECTION CHIEF: NATHAN BELL (317) 233-5670 NBELL@IDEM.IN.GOV | 129-33576-00059 | 2873 | 325311 | 110059696841 | 08/26/2013 &nbsp;ACT | 06/04/2014 &nbsp;ACT | 2014-07-17 | 2016-05-04 | A | HTTP://PERMITS.AIR.IDEM.IN.GOV/33576F.PDF | A STATIONARY NITROGEN FERTILIZER MANUFACTURING FACILITY |  | DIESEL FIRED EMERGENCY GENERATOR | 17.11 | NO. 2, DIESEL | 3600 | BHP | ANNUAL OPERATING HOURS SHALL NOT EXCEED 500 HOURS. INSIGNIFICANT ACTIVITY WILL NOT BE TESTED. | Volatile Organic Compounds (VOC) | Unspecified | (Volatile Organic Compounds (VOC)) | VOC | P | GOOD COMBUSTION PRACTICES | 0.31 | G/BHP-H | 3-HR AVERAGE | BACT-PSD |  | N | 0 |  | 0 |  |  | 0 |  |  | 0 | 0 | N
IN-0179 | OHIO VALLEY RESOURCES, LLC | OHIO VALLEY RESOURCES, LLC | SPENCER | IN | 47635 | USA | DOUG WILSON | 6185990015 |  | 5 | IN001 | INDIANA DEPT OF ENV MGMT, OFC OF AIR | MR. MATT STUCKEY | (317) 233-0203 | mstuckey@idem.in.gov | SECTION CHIEF: NATHAN BELL (317) 233-5670 NBELL@IDEM.IN.GOV PERMIT WRITER: DAVID MATOUSEK (317) 232-8253 DMATOUSE@IDEM.IN.GOV | 147-32322-00062 | 2873 | 325311 | 110055148273 | 09/17/2012 &nbsp;ACT | 09/25/2013 &nbsp;ACT | 2014-08-12 | 2016-05-04 | A | HTTP://PERMITS.AIR.IDEM.IN.GOV/32322F.PDF | NITROGENOUS FERTILIZER PRODUCTION PLANT |  | DIESEL-FIRED EMERGENCY GENERATOR | 17.11 | NO. 2 FUEL OIL | 4690 | B-HP | ANNUAL HOURS OF OPERATION NOT TO EXCEED 200 HOURS. | Volatile Organic Compounds (VOC) | Unspecified | (Volatile Organic Compounds (VOC)) | VOC | P | GOOD COMBUSTION PRACTICES | 0.31 | G/B-HP-H | 3-HR AVERAGE | BACT-PSD |  | N | 0 |  | 0 |  |  | 0 |  |  | 0 | 0 | N |  | ADD ON CONTROLS ARE NOT NORMALLY REQUIRED FOR LIMITED USE EMISSION UNITS.
IN-0180 | MIDWEST FERTILIZER CORPORATION | MIDWEST FERTILIZER CORPORATION | POSEY | IN | 47620 | USA | MICHAEL CHORLTON | 3176258315 |  | 5 | IN001 | INDIANA DEPT OF ENV MGMT, OFC OF AIR | MR. MATT STUCKEY | (317) 233-0203 | mstuckey@idem.in.gov | PERMIT WRITER: DAVID MATOUSEK (317) 232-8253 DMATOUSE@IDEM.IN.GOV SECTION CHIEF: NATHAN BELL (317) 233-5670 NBELL@IDEM.IN.GOV | 129-33576-00059 | 2873 | 325311 | 110059696841 | 08/26/2013 &nbsp;ACT | 06/04/2014 &nbsp;ACT | 2014-08-12 | 2016-05-05 | A | HTTP://PERMITS.AIR.IDEM.IN.GOV/33576F.PDF | A STATIONARY NITROGEN FERTILIZER MANUFACTURING FACILITY |  | DIESEL FIRED EMERGENCY GENERATOR | 17.11 | NO. 2, DIESEL | 3600 | BHP | ANNUAL OPERATING HOURS SHALL NOT EXCEED 500 HOURS. INSIGNIFICANT ACTIVITY WILL NOT BE TESTED. | Volatile Organic Compounds (VOC) | Unspecified | (Volatile Organic Compounds (VOC)) | VOC | P | GOOD COMBUSTION PRACTICES | 0.31 | G/B-HP-H | 3-HR AVERAGE | BACT-PSD |  | N | 0 |  | 0 |  |  | 0 |  |  | 0 | 0 | N
IN-0263 | MIDWEST FERTILIZER COMPANY LLC | MIDWEST FERTILIZER COMPANY LLC | POSEY | IN | 47620 | USA | RON OGLESBY | 9703057850 |  | 5 | IN001 | INDIANA DEPT OF ENV MGMT, OFC OF AIR | MR. MATT STUCKEY | (317) 233-0203 | mstuckey@idem.in.gov | PERMIT WRITER: DEENA P. LEVERING 317-234-5400 DLEVERIN@IDEM.IN.GOV SECTION CHIEF: TRIPURARI SINHA PH.D. 317-234-4907 | 129-36943-00059 | 2873 | 325311 | 110059696841 | 03/11/2016 &nbsp;ACT | 03/23/2017 &nbsp;ACT | 2017-07-07 | 2017-08-22 | C | HTTP:PERMITS.AIR.IDEM.IN.GOV/36943F.PDF | STATIONARY NITROGEN FERTILIZER MANUFACTURING FACILITY |  | EMERGENCY GENERATORS (EU014A AND EU-014B) | 17.11 | DISTILLATE OIL | 3600 | HP EACH |  | Volatile Organic Compounds (VOC) | Unspecified | (Volatile Organic Compounds (VOC)) | VOC | P | GOOD COMBUSTION PRACTICES | 0.35 | G/HP-H EACH | 3 HOUR AVERAGE | BACT-PSD |  | N | 0 |  | 500 | H/YR EACH |  | 0 |  |  | 0 | 0 | N | 2016
LA-0292 | HOLBROOK COMPRESSOR STATION | CAMERON INTERSTATE PIPELINE LLC | CALCASIEU | LA | 70000 | USA | HUGH BERGLUND | (713) 774-4411 | HBERGLUND@SEMPRAPIPELINES.COM | 6 | LA001 | LOUISIANA DEPARTMENT OF ENV QUALITY | MR. BRYAN D. JOHNSTON | (225)219-3450 | BRYAN.JOHNSTON@LA.GOV | Permit writer: Dawei Pan, (225) 219-3413 or dawei.pan@la.gov | PSD-LA-769(M-1) | 4922 | 486210 | 110058896388 | 09/15/2015 &nbsp;ACT | 01/22/2016 &nbsp;ACT | 2016-08-04 | 2016-09-19 | A |  | Natural gas compressor station supporting the Cameron LNG Facility in Hackberry, Cameron Parish, Louisiana | Complete application date = date of administrative completeness | Emergency Generators No. 1 &amp; No. 2 | 17.11 | Diesel | 1341 | HP |  | Volatile Organic Compounds (VOC) | Unspecified | (Volatile Organic Compounds (VOC)) | VOC | P | Good combustion practices | 0.28 | G/BHP-HR | HOURLY MAXIMUM | BACT-PSD | OPERATING PERMIT | U | 0 | U | 0.04 | TPY | ANNUAL MAXIMUM | 0.28 | G/BHP-HR |  | 0 | 0 | N |  | Emergency generators are also subject to a BACT limit of 0.0877 lb VOC/MM Btu.
LA-0254 | NINEMILE POINT ELECTRIC GENERATING PLANT | ENTERGY LOUISIANA LLC | JEFFERSON | LA | 70094 | USA | CHRISTEE HERBERT | (504) 576-5699 | CHERBER@ENTERGY.COM | 6 | LA001 | LOUISIANA DEPARTMENT OF ENV QUALITY | MR. BRYAN D. JOHNSTON | (225)219-3450 | BRYAN.JOHNSTON@LA.GOV | PERMIT WRITER: CHRIS SMITH, (225) 219-3417 | PSD-LA-752 | 4911 | 221112 | 110002049328 | 09/14/2010 &nbsp;ACT | 08/16/2011 &nbsp;ACT | 2011-09-22 | 2011-12-12 | B |  | 1827 MW POWER PLANT (PRE-PROJECT). NATURAL GAS IS PRIMARY FUEL; NO. 2 &amp; NO. 4 FUEL OIL ARE SECONDARY FUELS. PROJECT INVOLVES DECOMMISSIONING OF 2 BOILERS AND THE CONSTRUCTION OF 2 COMBINED CYCLE GAS TURBINES WITH DUCT BURNERS, A NATURAL GAS-FIRED AUXILIARY BOILER, A DIESEL GENERATOR, 2 COOLING TOWERS, A FUEL OIL STORAGE TANK, A DIESEL-FIRED FIREWASTER PUMP, AND AN ANHYDROUS AMMONIA TANK. FUELS FOR THE TURBINES INCLUDE NATURAL GAS, NO. 2 FUEL OIL, AND ULTRA LOW SULFUR DIESEL. | APPLICATION ACCEPTED RECEIVED DATE = DATE OF ADMINISTRATIVE COMPLETENESS BACT FOR GREENHOUSE GASES (CO2E) FROM THE COMBINED CYCLE TURBINE GENERATORS (UNITS 6A & 6B) IS OPERATING PROPERLY AND PERFORMING NECESSARY ROUTINE MAINTENANCE, REPAIR, AND REPLACEMENT TO MAINTAIN THE GROSS HEAT RATE AT OR BELOW 7630 BTU/KW-HR (HHV) (ANNUAL AVERAGE). | EMERGENCY DIESEL GENERATOR | 17.11 | DIESEL | 1250 | HP |  | Volatile Organic Compounds (VOC) | Unspecified | (Volatile Organic Compounds (VOC)) | VOC | P | GOOD COMBUSTION PRACTICES | 1 | G/HP-H | ANNUAL AVERAGE | BACT-PSD | OPERATING PERMIT | U | 0 | U | 0 |  |  | 1 | G/HP-H | ANNUAL AVERAGE | 0 | 0 | N
FL-0328 | ENI - HOLY CROSS DRILLING PROJECT | ENI U.S. OPERATING COMPANY, INC. |  | FL |  | USA |  |  |  | 4 | OT005 | EPA REGION IV | MS. KATY R. FORNEY | (404) 562-9130 | forney.kathleen@epa.gov |  | OCS-EPA-R4007 | 1382 | 211112 | Not Available | 10/20/2010 &nbsp;ACT | 10/27/2011 &nbsp;ACT | 2011-10-31 | 2016-04-14 | A | http://www.epa.gov/region4/air/permits/OCSPermits/EniOCS.html | The project, known as the Holy Cross Drilling Project, will mobilize the Pathfinder drillship, and support vessels to drill in the Gulf of Mexico, Lloyd Ridge lease block 411, to determine the presence of natural gas. The exploratory drilling activity will consist of two phases: the initial drilling phase and the well completion phase; the Pathfinder will complete both phases. The operation will last up to two years, and based on applicable permitting regulations, is a â€œtemporary sourceâ€ for PSD permitting purposes. | Sys Admin: (Will Remove Note on Completion) 2/24/16 Talked to Region 4 and they did not know each polt was to be listed separately. Editor, Andrew Porter, will go into this det and correct the problem. ==================================== | Main Propulsion Engines | 17.11 | Diesel | 0 |  | WÃ¤rtsilÃ¤ Vasa 18V32 LNE and WÃ¤rtsilÃ¤ Vasa 12V32 LNE model engines | Volatile Organic Compounds (VOC) | Unspecified | (Volatile Organic Compounds (VOC)) | VOC | P | good combustion practices | 0.29153 | G/hp-hr | 24-HOUR ROLLING | BACT-PSD |  | U | 0 | U | 0 |  |  | 0 |  |  | 0 | 0 | N
FL-0338 | SAKE PROSPECT DRILLING PROJECT | BHP BILLITON PETROLEUM, INC. |  | FL |  | USA |  |  |  | 4 | OT005 | EPA REGION IV | MS. KATY R. FORNEY | (404) 562-9130 | forney.kathleen@epa.gov |  | OCS-EPA-R4008 | 1381 | 211111 | NA | 03/10/2011 &nbsp;ACT | 05/30/2012 &nbsp;ACT | 2014-02-28 | 2016-05-04 | A | http://www.regulations.gov/#!documentDetail;D=EPA-R04-OAR-2012-0239-0037 | The facility consists of a mobile offshore drilling unit (MODU) using either the Transocean ultra-deepwater C.R. Luigs or the Transocean semisubmersible DD1 to conduct exploratory oil and natural gas drilling in lease blocks within the DeSoto Canyon area of the Gulf of Mexico. | The United States Environmental Protection Agency (EPA) issued this permit pursuant to section 328 of the CAA, 42 U.S.C. Â§ 7627, and the implementing OCS Air Regulations at 40 CFR part 55, which incorporate by reference the PSD Regulations at 40 CFR Â§ 52.21 and the title V Operating Permit Program at 40 CFR part 71. This permit is based upon application materials submitted to EPA by BHP Billiton Petroleum, Inc. (BHPB), dated October 14, 2010, February 9, 2011, September 30, 2011, October 14, 2011, December 21, 2011, January 18, 2012, supplemental submittals in the administrative record for this permit action, and upon the technical analysis performed by EPA. | Main Propulsion Engines - C.R. Luigs | 17.11 | Diesel | 5875 | hp | C.R. Luigs has 8 identical MAN B&W 9L32/40-47 5,875 hp diesel electric engines. | Volatile Organic Compounds (VOC) | Unspecified | (Volatile Organic Compounds (VOC)) | VOC | B | good combustion practices | 0.29153 | G/hp-hr | 24-HOUR ROLLING | BACT-PSD | OPERATING PERMIT | U | 0 | U | 0 |  |  | 0 |  |  | 0 | 0 | N
FL-0338 | SAKE PROSPECT DRILLING PROJECT | BHP BILLITON PETROLEUM, INC. |  | FL |  | USA |  |  |  | 4 | OT005 | EPA REGION IV | MS. KATY R. FORNEY | (404) 562-9130 | forney.kathleen@epa.gov |  | OCS-EPA-R4008 | 1381 | 211111 | NA | 03/10/2011 &nbsp;ACT | 05/30/2012 &nbsp;ACT | 2014-02-28 | 2016-05-04 | A | http://www.regulations.gov/#!documentDetail;D=EPA-R04-OAR-2012-0239-0037 | The facility consists of a mobile offshore drilling unit (MODU) using either the Transocean ultra-deepwater C.R. Luigs or the Transocean semisubmersible DD1 to conduct exploratory oil and natural gas drilling in lease blocks within the DeSoto Canyon area of the Gulf of Mexico. | The United States Environmental Protection Agency (EPA) issued this permit pursuant to section 328 of the CAA, 42 U.S.C. Â§ 7627, and the implementing OCS Air Regulations at 40 CFR part 55, which incorporate by reference the PSD Regulations at 40 CFR Â§ 52.21 and the title V Operating Permit Program at 40 CFR part 71. This permit is based upon application materials submitted to EPA by BHP Billiton Petroleum, Inc. (BHPB), dated October 14, 2010, February 9, 2011, September 30, 2011, October 14, 2011, December 21, 2011, January 18, 2012, supplemental submittals in the administrative record for this permit action, and upon the technical analysis performed by EPA. | Main Propulsion Engines - Development Driller 1 | 17.11 | Diesel | 0 |  | Development Driller 1 has eight identical 2002 Caterpillar Model 3612-DITA, 5096 hp diesel electric engines. | Volatile Organic Compounds (VOC) | Unspecified | (Volatile Organic Compounds (VOC)) | VOC | B | good combustion practices | 0.46345 | G/hp-hr | 24-HOUR ROLLING ENGINE LOADS <55% | BACT-PSD | OPERATING PERMIT | U | 0 | U | 0.5 | G/KW-H | 24-HOUR ROLLING ENGINE LOADS >55% | 0 |  |  | 0 | 0 | N
FL-0347 | ANADARKO PETROLEUM CORPORATION - EGOM | ANADARKO PETROLEUM CORPORATION |  | FL |  | USA |  |  |  | 4 | OT005 | EPA REGION IV | MS. KATY R. FORNEY | (404) 562-9130 | forney.kathleen@epa.gov |  | OCS-EPA-R4015 | 1381 | 211111 | NA | 08/12/2013 &nbsp;ACT | 09/16/2014 &nbsp;ACT | 2015-09-21 | 2016-07-06 | A | http://www.regulations.gov/contentStreamer?documentId=EPA-R04-OAR-2014-0487-0069&disposition=attachment&contentType=pdf | The facility consists of a mobile offshore drilling unit using the Transocean Discoverer Spirit and associated support vessels. The drilling sites are located east of longitude 87.5, west of the Military Mission Line (86Â°41' west longitude), at least 100 miles from the Louisiana shoreline, and at least 125 miles from the Florida shoreline. | The United States Environmental Protection Agency (EPA) issued this permit pursuant to section 328 of the CAA, 42 U.S.C. Â§ 7627, and the implementing OCS Air Regulations at 40 CFR part 55, which incorporate by reference the PSD regulations at 40 CFR Â§ 52.21 and the title V Operating Permit Program regulations at 40 CFR part 71. This permit is based upon application materials submitted to EPA by Anadarko Petroleum Corporation (Anadarko) dated December 26, 2012, March 27,2013, April 26,2013, May 3, 2013, and July 2, 2013; supplemental submittals and information in the administrative record for this permit action; and upon the technical analysis performed by EPA. | Main Propulsion Generator Diesel Engines | 17.11 | Diesel | 9910 | hp | Four 1998 Wartsila 18V32LNE 9910 hp and Two 1998 Wartsila 12V32LNE 6610 hp | Volatile Organic Compounds (VOC) | Other - Parametric or Stack Test | (Volatile Organic Compounds (VOC)) | VOC | B | good combustion practices | 0.26162 | G/hp-hr | ROLLING 24 HOUR AVERAGE | BACT-PSD | OPERATING PERMIT | U | 0 | U | 0 |  |  | 0 |  |  | 0 | 0 | N
*KS-0036 | WESTAR ENERGY - EMPORIA ENERGY CENTER | WESTAR ENERGY | LYON | KS | 66801 | USA | STEPHANIE HIRNER | 785-575-8447 |  | 7 | KS001 | KANSAS DEPT. OF HEALTH & ENVIRONMENT, BR. OF AIR & RADIATION, KS | GYANENDRA PRASAI, PE | 785-296-6427 | Gyanendra.X.Prasai@ks.gov | Gerald McIntyre, E-mail address: Gerald.McIntyre@ks.gov; | C-10656 | 4911 | 221112 | Not Found | 10/16/2012 &nbsp;ACT | 03/18/2013 &nbsp;ACT | 2017-08-23 | 2017-08-25 | C |  | The Westar Energy - Emporia Energy Center (Source ID: 1110046) is a fossil fuel power generation facility located in Emporia, Kansas. | This PSD permit with tracking number C-10656 is a modification of PSD permits C-9132 (issued on 5/5/2011) and C-7072 (issued 4/17/2007). | Caterpillar C18DITA Diesel Engine Generator | 17.11 | No. 2 Distillate Fuel Oil | 900 | BHP |  | Volatile Organic Compounds (VOC) | Unspecified | (Volatile Organic Compounds (VOC)) | VOC | P | good combustion practices | 0.015 | G/BHP-H |  | BACT-PSD |  | U | 0 | U | 0 |  |  | 0 |  |  | 0 | 0 | N
OH-0317 | OHIO RIVER CLEAN FUELS, LLC | OHIO RIVER CLEAN FUELS, LLC | COLUMBIANA | OH |  | USA | STEPHAN M. DOPUCH | 4402570054 | SDOPUCH@BAARDENERGY.COM | 5 | OH001 | OHIO ENVIRONMENTAL PROTECTION AGENCY | MR. DANA THOMPSON | 614-644-3701 | Dana.thompson@epa.ohio.gov |  | 02-22896 | 2869 | 325110 | UNKNOWN | 12/21/2007 &nbsp;ACT | 11/20/2008 &nbsp;ACT | 2008-11-28 | 2012-05-18 | A |  | COAL/BIOMASS-TO-LIQUIDS FACILITY. THE PRIMARY INDUSTRIAL PROCESSES: COAL/BIOMASS STORAGE AND HANDLING; COAL GASIFICATION; SYNGAS CLEANING (ACID GASS REMOVAL AND SULFUR RECOVERY PLANT); FISCHER-TROPSCH PROCESS (INDUSTRIAL ORGANIC CHEMICALS); PRODUCT UPGRADE PROCESS (SIMILAR TO PETROLEUM REFINING); LIQUID PRODUCT STORAGE &amp; LOADING; ELECTRIC POWER GENERATION (USE FOR ON SITE ONLY). BIOMASS IS RESTRICTED TO ONLY SAWDUST AND WOOD CHIPS. | NEW INDUSTRY, SIC AND NAICS CODE SELECTED BY FACILITY | EMERGENCY GENERATOR | 17.11 | DIESEL FUEL OIL | 2922 | HP | 2922 MAXIMUM HORSE POWER SUBJECT TO NSPS SUBPART IIII. WILL INSTALL NON-RESETTABLE HOUR METER PRIOR TO STARTUP PER 40 CFR 60.4209(A) DIESEL FUEL SHALL MEET THE REQUIREMENTS OF 40 CFR 80.510 AND 60.4207: SULFUR CONTENT OF 15 PPM MAXIMUM, CETANE INDEX OF 40 MINIMUM OR AROMATIC CONTENT OF 35 VOLUME % MAXIMUM | Volatile Organic Compounds (VOC) | Unspecified | (Volatile Organic Compounds (VOC)) | VOC | P | GOOD COMBUSTION PRACTICES AND GOOD ENGINE DESIGN | 0.24 | G/hp-H |  | BACT-PSD | NSPS , SIP | U | 0 | N | 0.35 | T/YR | PER ROLLING 12-MONTH PERIOD | 6.4 | G/KW-H | FOR NMHC AND NOX COMBINED, 5% NMHC | 0 | 0 | N |  | POLLUTANT IS NON METHANE HYDROCARBONS. 6.4 G/KW-H FOR NON-METHANE HYDROCARBONS AND NOX COMBINED LIMIT FROM PART 89, SECTION 112; 5% CONSIDERED NMHC IN HOURLY LIMIT CALCULATION SUBJECT TO NSPS SUBPART IIII
TX-0799 | BEAUMONT TERMINAL | PHILLIPS 66 PIPELINE LLC | JEFFERSON | TX |  | USA | CHINTAN MEHTA | 832-765-1677 |  | 6 | TX001 | TEXAS COMMISSION ON ENVIRONMENTAL QUALITY (TCEQ) | MS. ANNE INMAN | (512) 239-1267 | anne.inman@tceq.texas.gov | Beth Akers, 512-239-4620 beth.akers@tceq.texas.gov | 18295, PSDTX1466, GHGPSDTX139 | 5171 | 424710 | 110033444850 | 04/19/2016 &nbsp;ACT | 06/08/2016 &nbsp;ACT | 2016-06-17 | 2016-07-07 | C |  | This marine terminal receives, stores, and distributes various volatile organic liquids (VOLs) and refined petroleum products. | (consolidate and/or void: 1973, 8113, 481, 2365, 56419, 6312, and 6559) | Fire pump engines | 17.11 | diesel | 0 |  |  | Volatile Organic Compounds (VOC) | Unspecified | (Volatile Organic Compounds (VOC)) | VOC | P | good combustion practices. Operation limited to 100 hours per year. | 0.32 | g/hp-hr |  | BACT-PSD |  | N | 0 | U | 0 |  |  | 0 |  |  | 0 | 0 | N
OK-0175 | WILDHORSE TERMINAL | WILDHORSE TERMINAL LLC | LINCOLN | OK | 74023 | USA | GREG WARNOCK | 403-860-8760 | GREG_WARNOCK@KEYERA.COM | 6 | OK001 | OKLAHOMA DEPARTMENT OF ENVIRONMENTAL QUALITY | MR. LEE WARDEN | (405)702-4182 | LEE.WARDEN@DEQ.OK.GOV |  | 2016-1066-C PSD | 4612 | 486110 | Not Found | 09/30/2016 &nbsp;ACT | 06/29/2017 &nbsp;ACT | 2017-07-14 | 2018-05-11 | A |  | The new facility will be designed to receive crude oil via pipeline and tank trucks and store crude in tanks for later transportation via pipeline. No outbound loading stations for tank trucks will be located at the terminal. | FRS Entered as &lsquo;&lsquo;081-00099&lsquo;&lsquo;. Too short for a FRS. Wildhorse Terminal, LLC (WTL or the applicant) has submitted an application to construct a new bulk terminal located in Cushing, Oklahoma. The new facility is classified under NAICS Code 486110 â€“ Pipeline Transportation of Crude Oil. The proposed tanks will be subject to New Source Performance Standards 40 CFR Part 60 (NSPS), Subpart Kb. The facility is a listed Prevention of Significant Deterioration (PSD) major source, a crude oil storage facility exceeding 300,000-barrel (bbl) storage capacity with proposed permitted emissions in excess of 100 TPY. Potential VOC emissions have been estimated at 184.37 TPY. Therefore, the application required a full PSD review. | Emergency Use Engines &gt; 500 HP | 17.11 | Diesel | 0 |  | One (1) 700-hp firewater pump engine. | Volatile Organic Compounds (VOC) | Unspecified | (Volatile Organic Compounds (VOC)) | VOC | P | NSPS | 0.15 | G/HP-HR |  | BACT-PSD | NSPS | U | 0 | U | 0 |  |  | 0 |  |  | 0 | 0 | N |  | 40 CFR Part 60, Subpart IIII.
ID-0018 | LANGLEY GULCH POWER PLANT | IDAHO POWER COMPANY | PAYETTE | ID |  | USA |  | 2083885820 | TMAHLUM@IDAHOPOWER.COM | 10 | ID001 | IDAHO DEPT OF ENVIRONMENTAL QUALITY | MR. BILL ROGERS | (208)373-0437 | WILLIAM.ROGERS@DEQ.IDAHO.GOV |  | P-2009.0092 | 4911 | 221112 | UNKNOWN | 06/07/2009 &nbsp;ACT | 06/25/2010 &nbsp;ACT | 2010-08-09 | 2010-10-05 | A |  | ONE-ON-ONE COMBINED CYCLE PLANT CONSISTING OF (1) NATURAL GAS-FIRED COMBUSTION TURBINE (CT) AND (1) STEAM TURBINE. THE CT IS EQUIPPED WITH (1) HEAT RECOVERY STEAM GENERATOR (HRSG) AND DUCT BURNER. ANCILLARY EQUIPMENT INCLUDES (1) DIESEL-FIRED EMERGENCY GENERATOR, (1) DIESEL-FIRED FIRE PUMP, (1) WET COOLING TOWER, AND (6) DRY CHEMICAL STORAGE SILOS. |  | EMERGENCY GENERATOR ENGINE | 17.11 | DIESEL | 750 | KW | COMPRESSION IGNITION INTERNAL COMBUSTION (CI ICE) | Volatile Organic Compounds (VOC) | Unspecified | (Volatile Organic Compounds (VOC)) | VOC | P | NSPS | 0.24 | G/hp-hr | NOX+NMHC | BACT-PSD | NSPS | N | 0 |  | 0 |  |  | 0 |  |  | 0 | 0 | N |  | LIMIT APPLIES TO NOX+NMHC COMBINED EMISSIONS.
IL-0114 | CRONUS CHEMICALS, LLC | CRONUS CHEMICALS, LLC | DOUGLAS | IL | 60601 | USA | ERZIN ATAC | 312-863-8638 | ERZIN.ATAC@CRONUCHEM.COM | 5 | IL001 | ILLINOIS EPA, BUREAU OF AIR | MR. RAY PILAPIL | (217) 782-2113 | ray.pilapil@illinois.gov | Permit Writer: Bob Smet 217-785-9250 robert.smet@illinois.gov | 13060007 | 2873 | 325311 | 110055568522 | 02/14/2014 &nbsp;ACT | 09/05/2014 &nbsp;ACT | 2014-12-24 | 2016-05-05 | A | http://yosemite.epa.gov/r5/in_permt.nsf/6f1ebc583aad45448625763f0053e08e/02fa71769b748f8886257da2004e4f4f!OpenDocument | Plant will produce urea and ammonia, but ammonia production will be limited to a maximum of 3 months of the year (4,880 tpd urea and 2,789 tpd ammonia). |  | Emergency Generator | 17.11 | distillate fuel oil | 3755 | HP |  | Volatile Organic Compounds (VOC) | Unspecified | (Volatile Organic Compounds (VOC)) | VOC | P | NSPS | 0.299 | G/hp-hr |  | BACT-PSD |  | U | 0 | U | 0 |  |  | 0 |  |  | 0 | 0 | N
*LA-0312 | ST. JAMES METHANOL PLANT | SOUTH LOUISIANA METHANOL LP | ST. JAMES | LA |  | USA | BRIAN JONES | (512) 394-7346 |  | 6 | LA001 | LOUISIANA DEPARTMENT OF ENV QUALITY | MR. BRYAN D. JOHNSTON | (225)219-3450 | BRYAN.JOHNSTON@LA.GOV | Permit Writer: Mr. Christopher Smith, (225) 219-3439 | PSD-LA-780(M-1) | 2869 | 325998 | Not Found | 09/30/2015 &nbsp;ACT | 06/30/2017 &nbsp;ACT | 2017-03-10 | 2017-12-27 | A |  | New MeOH plant designed to produce 5,275 metric tons per day of refined methanol from natural gas and carbon dioxide (CO2) feedstock | New methanol plant designed to produce 5,275 metric tons per day of refined methanol from natural gas and carbon dioxide (CO2) feedstock | DFP1-13 - Diesel Fire Pump Engine (EQT0013) | 17.11 | Diesel | 650 | horsepower | Operating hour limit: 100 hr/yr | Volatile Organic Compounds (VOC) | Unspecified | (Volatile Organic Compounds (VOC)) | VOC | P | NSPS Subpart IIII | 0.1 | g/hp-hr |  | BACT-PSD | NSPS , OPERATING PERMIT | U | 0 | U | 0 |  |  | 0 |  |  | 0 | 0 | N |  | Limit: 0.10 g/hp-hr
*LA-0312 | ST. JAMES METHANOL PLANT | SOUTH LOUISIANA METHANOL LP | ST. JAMES | LA |  | USA | BRIAN JONES | (512) 394-7346 |  | 6 | LA001 | LOUISIANA DEPARTMENT OF ENV QUALITY | MR. BRYAN D. JOHNSTON | (225)219-3450 | BRYAN.JOHNSTON@LA.GOV | Permit Writer: Mr. Christopher Smith, (225) 219-3439 | PSD-LA-780(M-1) | 2869 | 325998 | Not Found | 09/30/2015 &nbsp;ACT | 06/30/2017 &nbsp;ACT | 2017-03-10 | 2017-12-27 | A |  | New MeOH plant designed to produce 5,275 metric tons per day of refined methanol from natural gas and carbon dioxide (CO2) feedstock | New methanol plant designed to produce 5,275 metric tons per day of refined methanol from natural gas and carbon dioxide (CO2) feedstock | DEG1-13 - Diesel Fired Emergency Generator Engine (EQT0012) | 17.11 | Diesel | 1474 | horsepower | Operating hours limit: 100 hr/yr. | Volatile Organic Compounds (VOC) | Unspecified | (Volatile Organic Compounds (VOC)) | VOC | P | NSPS Subpart IIII | 0.03 | g/hp-hr |  | BACT-PSD | NSPS , OPERATING PERMIT | U | 0 | U | 0 |  |  | 0 |  |  | 0 | 0 | N |  | Limit: 0.03 g/hp-hr
OH-0352 | OREGON CLEAN ENERGY CENTER | ARCADIS, US, INC. | LUCAS | OH | 43616 | USA | LYNN GRESOCK | 978-322-4520 | LYNN.GRESOCK@ARCADIS-US.CO | 5 | OH001 | OHIO ENVIRONMENTAL PROTECTION AGENCY | MR. DANA THOMPSON | 614-644-3701 | Dana.thompson@epa.ohio.gov |  | P0110840 | 4931 | 221112 | 110064669737 | 04/03/2013 &nbsp;ACT | 06/18/2013 &nbsp;ACT | 2013-07-15 | 2016-05-04 | A |  | 799 Megawatt Combined Cycle Combustion Turbine Power Plant | The permit is set up to install either 2 Mitsubishi M501 GAC units or 2 Siemens SGT-8000H units, not both; with dedicated heat recovery steam generators (HRSG), steam turbine generator, and electric generator. | Emergency generator | 17.11 | diesel | 2250 | KW | Emergency diesel fired generator restricted to 500 hours of operation per rolling 12-months. | Volatile Organic Compounds (VOC) | EPA/OAR Mthd 25A | (Volatile Organic Compounds (VOC)) | VOC | P | NSPS Subpart IIII | 0.24 | G/hp-H |  | BACT-PSD | NSPS , OPERATING PERMIT | U | 0 | U | 0.98 | T/YR | PER ROLLING 12-MONTHS | 0 |  | SEE NOTES | 0 | 0 | N |  | Additional limit: 0.79 g VOC/kW-h; and 6.4 g NMHC + NOx/kW-h Subpart IIII standard. Method 25A if required
*LA-0315 | G2G PLANT | BIG LAKE FUELS LLC | CALCASIEU | LA | 70605 | USA |  |  |  | 6 | LA001 | LOUISIANA DEPARTMENT OF ENV QUALITY | MR. BRYAN D. JOHNSTON | (225)219-3450 | BRYAN.JOHNSTON@LA.GOV |  | PSD-LA-781 | 2869 | 325110 | Not Found | 09/04/2013 &nbsp;ACT | 05/23/2014 &nbsp;ACT | 2017-03-13 | 2017-03-16 | A |  | The G2G Plant will be a natural gas to gasoline production facility which will use natural gas to produce methanol that will be subsequently converted into gasoline. |  | Emergency Diesel Generator 1 | 17.11 | Diesel | 5364 | HP |  | Volatile Organic Compounds (VOC) | Unspecified | (Volatile Organic Compounds (VOC)) | VOC | P | NSPS Subpart IIII and 40 CFR 63 Subpart ZZZZ | 0.24 | G/hp-H | HOURLY MAXIMUM | BACT-PSD | NSPS , OPERATING PERMIT | U | 0 | U | 0.19 | T/YR | ANNUAL MAXIMUM | 4.8 | G/BHP-H |  | 0 | 0 | N |  | BACT Limit = 4.80G/BHP-H (6.4 G/KW-H) (12-Month Rolling Average
*LA-0315 | G2G PLANT | BIG LAKE FUELS LLC | CALCASIEU | LA | 70605 | USA |  |  |  | 6 | LA001 | LOUISIANA DEPARTMENT OF ENV QUALITY | MR. BRYAN D. JOHNSTON | (225)219-3450 | BRYAN.JOHNSTON@LA.GOV |  | PSD-LA-781 | 2869 | 325110 | Not Found | 09/04/2013 &nbsp;ACT | 05/23/2014 &nbsp;ACT | 2017-03-13 | 2017-03-16 | A |  | The G2G Plant will be a natural gas to gasoline production facility which will use natural gas to produce methanol that will be subsequently converted into gasoline. |  | Emergency Diesel Generator 2 | 17.11 | Diesel | 5364 | HP |  | Volatile Organic Compounds (VOC) | Unspecified | (Volatile Organic Compounds (VOC)) | VOC | P | NSPS Subpart IIII and 40 CFR 63 Subpart ZZZZ | 0.24 | G/hp-H | HOURLY MAXIMUM | BACT-PSD | NSPS , OPERATING PERMIT | U | 0 | U | 0.19 | T/YR | ANNUAL MAXIMUM | 4.8 | G/BHP-H |  | 0 | 0 | N |  | BACT Limit = 4.80 G/BHP-H (6.4 G/KW-H) (12-Month Rolling Average)
*LA-0315 | G2G PLANT | BIG LAKE FUELS LLC | CALCASIEU | LA | 70605 | USA |  |  |  | 6 | LA001 | LOUISIANA DEPARTMENT OF ENV QUALITY | MR. BRYAN D. JOHNSTON | (225)219-3450 | BRYAN.JOHNSTON@LA.GOV |  | PSD-LA-781 | 2869 | 325110 | Not Found | 09/04/2013 &nbsp;ACT | 05/23/2014 &nbsp;ACT | 2017-03-13 | 2017-03-16 | A |  | The G2G Plant will be a natural gas to gasoline production facility which will use natural gas to produce methanol that will be subsequently converted into gasoline. |  | Fire Pump Diesel Engine 1 | 17.11 | Diesel | 751 | HP |  | Volatile Organic Compounds (VOC) | Unspecified | (Volatile Organic Compounds (VOC)) | VOC | P | NSPS Subpart IIII and 40 CFR 63 Subpart ZZZZ | 0.24 | G/hp-H | HOURLY MAXIMUM | BACT-PSD | NSPS , OPERATING PERMIT | U | 0 | U | 0.02 | T/YR | ANNUAL MAXIMUM | 4.8 | G/BHP-H |  | 0 | 0 | N |  | BACT Limit = 4.80 G/BHP-H (6.40 G/KW-H) (12-Month Rolling Average)
*LA-0315 | G2G PLANT | BIG LAKE FUELS LLC | CALCASIEU | LA | 70605 | USA |  |  |  | 6 | LA001 | LOUISIANA DEPARTMENT OF ENV QUALITY | MR. BRYAN D. JOHNSTON | (225)219-3450 | BRYAN.JOHNSTON@LA.GOV |  | PSD-LA-781 | 2869 | 325110 | Not Found | 09/04/2013 &nbsp;ACT | 05/23/2014 &nbsp;ACT | 2017-03-13 | 2017-03-16 | A |  | The G2G Plant will be a natural gas to gasoline production facility which will use natural gas to produce methanol that will be subsequently converted into gasoline. |  | Fire Pump Diesel Engine 2 | 17.11 | Diesel | 751 | HP |  | Volatile Organic Compounds (VOC) | Unspecified | (Volatile Organic Compounds (VOC)) | VOC | P | NSPS Subpart IIII and 40 CFR 63 Subpart ZZZZ | 0.24 | G/hp-H | HOURLY MAXIMUM | BACT-PSD | NSPS , OPERATING PERMIT | U | 0 | U | 0.02 | T/YR | ANNUAL MAXIMUM | 4.8 | G/BHP-H |  | 0 | 0 | N |  | BACT Limit = 4.80 G/BHP-H (6.40 G/KW-H) (12-Month Rolling Average)
SC-0159 | US10 FACILITY | MICHELIN NORTH AMERICA, INC. | ANDERSON | SC | 29684 | USA | MIKE ARNTZ | 8648717633 | MIKE.ARNTZ@US.MICHELIN.COM | 4 | SC001 | SOUTH CAROLINA DEPT OF HEALTH & ENV CTRL, BUREAU OF AIR QUALITY | MS. ALYSON HAYES | (803)898-3836 | camitdr@dhec.sc.gov |  | 0200-0225-CA | 3011 | 326211 | 1100555885500 | 02/07/2012 &nbsp;ACT | 07/09/2012 &nbsp;ACT | 2013-11-06 | 2014-08-27 | A |  | THE FACILITY PRODUCES COMPONENTS FOR EARTHMOVER TIRES AND THEN IN TURN ASSEMBLES TIRES FROM THESE COMPONENTS. |  | EMERGENCY GENERATORS, GEN1, GEN2 | 17.11 | DIESEL | 1000 | KW | (2) 1,000 KW EMERGENCY GENERATORS THAT ARE OPERATED A TOTAL OF 100 HOURS PER YEAR OR LESS FOR TESTING AND MAINTENANCE. | Volatile Organic Compounds (VOC) | EPA/OAR Mthd 24A | (Volatile Organic Compounds (VOC)) | VOC | P | NSPS, SUBPART IIII, 40 CFR60.4202 AND 40 CFR60.4205. | 0.24 | G/hp-hr |  | BACT-PSD | NSPS | N | 0 | N | 0 |  |  | 0 |  |  | 0 | 0 | N |  | THE ABOVE LIMIT IS PER GENERATOR, NOT A TOTAL FOR BOTH GENERATORS.
SC-0113 | PYRAMAX CERAMICS, LLC | PYRAMAX CERAMICS, LLC | ALLENDALE | SC | 29810 | USA | RICHARD DERBAWKA | 7705690079 | R.DERBAWKA@PYRAMAXCERAMICS.COM | 4 | SC001 | SOUTH CAROLINA DEPT OF HEALTH & ENV CTRL, BUREAU OF AIR QUALITY | MS. ALYSON HAYES | (803)898-3836 | camitdr@dhec.sc.gov | GEORGE S. ROBINSON (803) 898-4123 | 0160-0023 | 3295 | 327992 | Not Available | 09/16/2011 &nbsp;ACT | 02/08/2012 &nbsp;ACT | 2012-05-09 | 2012-10-17 | A |  | PYRAMAX CERAMICS PLANS TO CONSTRUCT A MANUFACTURING FACILITY FOR THE PRODUCTION OF PROPPANT BEADS FOR USE IN THE OIL AND GAS INDUSTRY. THE MAJOR RAW MATERIAL IS CLAY. THE CLAY IS MIXED WITH CHEMICALS AND THEN FIRED IN A KILN TO PRODUCE CERAMIC BEADS. INITIAL CONSTRUCTION PERMIT FOR A GREENFIELD FACILITY. | INITIAL CONSTRUCTION PERMIT FOR A GREENFIELD FACILITY. | EMERGENCY GENERATORS 1 THRU 8 | 17.11 | DIESEL | 757 | HP | THE CONSTRUCTION PERMIT AUTHORIZES THE CONSTRUCTION OF EIGHT (8) IDENTICAL EMERGENCY GENERATORS. THIS PROCESS AND POLLUTANT INFORMATION IS FOR ONE SINGLE EMERGENCT GENERATOR. | Volatile Organic Compounds (VOC) | Unspecified | (Volatile Organic Compounds (VOC)) | VOC | P | NSPS, SUBPART IIII. | 0.15 | G/hp-H |  | BACT-PSD | NSPS | Y | 0 | N | 0 |  |  | 0 |  |  | 0 | 0 | N |  | FACILITY MUST PURCHASE ENGINES CERTIFIED BY THE MANUFACTURER TO MEET NSPS, SUBPART IIII. FACILITY TO MAINTAIN RECORDS TO SHOW COMPLIANCE WITH NSPS, SUBPART IIII.
*AK-0084 | DONLIN GOLD PROJECT | DONLIN GOLD LLC. | BETHEL CENSUS AREA | AK | 99575 | USA | STAN FOO | 907-273-0200 | SFOO@DONLINGOLD.COM | 10 | AK001 | ALASKA DEPT OF ENVIRONMENTAL CONS | MR. JIM PLOSAY | (907) 465-5103 | JOHN.KUTERBACH@ALASKA.GOV | AK DEC DIV. OF AIR QUALITY 410 WILLOUGHBY AVE. SUITE 303 JUNEAU, AK 99801 | AQ0934CPT01 | 1041 | 212221 | Not Entered | 10/15/2015 &nbsp;ACT | 06/30/2017 &nbsp;ACT | 2018-06-21 | 2018-06-22 | A | http://dec.alaska.gov/Applications/Air/airtoolsweb/Home/ViewAttachment/16763360/d1h2U6BIY-j857LFU-WYmw2 | The Donlin Gold Project is a gold mine located 12 miles north of Crooked Creek, Alaska on the Kuskokwim River, about 280 miles northwest of Anchorage. The deposit has proven and probable reserves estimated at 33.9 million ounces of gold at 2.1 g/t and could produce up to 1.5 million ounces annually. SIC Code 1041; NAICS Code 212221. |  | Twelve (12) Large ULSD/Natural Gas-Fired Internal Combustion Engines | 17.11 | Diesel and Natural Gas | 143.5 | MMBtu/hr | Twelve 17-MW Wartsila 18V50DF ULSD/Natural Gas-Fired Internal Combustion Engines. Each engine rated at: 143.5 MMBtu/hr on ULSD 141.4 MMBtu/hr on natural gas | Volatile Organic Compounds (VOC) | Unspecified | (Volatile Organic Compounds (VOC)) | VOC | B | Oxidation Catalyst | 0.21 | G/KW-HR (ULSD) | 3-HOUR AVERAGE | BACT-PSD |  | U | 90 | U | 0.09 | G/KW-HR (NATURAL GAS | 3-HOUR AVERAGE | 0 |  |  | 0 | 0 | N |  | Potential VOC emissions of 94.0 tpy for each engine (EU 1-12).
IA-0095 | TATE & LYLE INDGREDIENTS AMERICAS, INC. |  | WEBSTER | IA | 50501 | USA | JOHN DENT | 2174212655 | JOHN.DENT@TATEANDLYLE.COM | 7 | IA001 | IOWA DEPARTMENT OF NATURAL RESOURCES AIR QUALITY | MR. GARY SMITH | (515) 725-9563 | GARY.SMITH@DNR.IOWA.GOV |  | PROJECT 08-126 | 2046 | 111150 | UNKNOWN | 07/01/2008 &nbsp;EST | 09/19/2008 &nbsp;ACT | 2008-09-29 | 2009-01-30 | A |  | CORN WET MILL |  | FIRE PUMP ENGINE | 17.11 | DIESEL | 575 | HP |  | Volatile Organic Compounds (VOC) | Unspecified | (Volatile Organic Compounds (VOC)) | VOC | N |  | 0.07475 | G/hp-hr | AVERAGE OF THREE STACK TEST RUNS | BACT-PSD | NSPS | U | 0 | U | 0.02 | T/YR | 12-MONTH ROLLING TOTAL | 0 |  |  | 0 | 0 | N
IA-0095 | TATE & LYLE INDGREDIENTS AMERICAS, INC. |  | WEBSTER | IA | 50501 | USA | JOHN DENT | 2174212655 | JOHN.DENT@TATEANDLYLE.COM | 7 | IA001 | IOWA DEPARTMENT OF NATURAL RESOURCES AIR QUALITY | MR. GARY SMITH | (515) 725-9563 | GARY.SMITH@DNR.IOWA.GOV |  | PROJECT 08-126 | 2046 | 111150 | UNKNOWN | 07/01/2008 &nbsp;EST | 09/19/2008 &nbsp;ACT | 2008-09-29 | 2009-01-30 | A |  | CORN WET MILL |  | EMERGENCY GENERATOR | 17.11 | DIESEL | 700 | KW |  | Volatile Organic Compounds (VOC) | Unspecified | (Volatile Organic Compounds (VOC)) | VOC | N |  | 0.1495 | G/hp-hr | AVERAGE OF THREE STACK TEST RUNS | BACT-PSD | NSPS | U | 0 | U | 0.08 | T/YR | 12-MONTH ROLLING TOTAL | 0 |  |  | 0 | 0 | N
PR-0009 | ENERGY ANSWERS ARECIBO PUERTO RICO RENEWABLE ENERGY PROJECT | ENERGY ANSWERS ARECIBO, LLC | ARECIBO | PR |  | USA | MARK GREEN | (347)-351-5248 |  | 2 | OT003 | EPA REGION II | MR. FRANK JON | (212)637-4085 | jon.frank@epa.gov | Ms. Viorica Petriman petriman.viorica@epa.gov | R2-PSD 1 | 4953 | 221119 | FRL-9911-10-Region 2 | 11/11/2012 &nbsp;ACT | 04/10/2014 &nbsp;ACT | 2014-10-14 | 2016-05-05 | A |  | Energy Answers Arecibo is a new resource recovery facility capable of producing up to 77 megawatts (MW) of electrical power while combusting municipal solid waste, as the primary fuel. | This is a PSD permit for a new/greenfield facility. | Emergency Diesel Generator | 17.11 | ULSD Fuel oil # 2 | 0 |  | Emergency Generator is rated at 670 BHP and is limited to 500 hr per year (emergency and testing and maintenance, combined) | Volatile Organic Compounds (VOC) | Unspecified | (Volatile Organic Compounds (VOC)) | VOC | N |  | 0.15 | G/B-HP-H |  | BACT-PSD |  | U | 0 | U | 0.22 | LB/H |  | 0 |  |  | 0 | 0 | N
AK-0082 | POINT THOMSON PRODUCTION FACILITY | EXXON MOBIL CORPORATION | USA | AK |  | USA | MATT REILE | 907 929 4108 | MATTHEW.R.REILE@EXXONMOBIL.COM | 10 | AK001 | ALASKA DEPT OF ENVIRONMENTAL CONS | MR. JIM PLOSAY | (907) 465-5103 | JOHN.KUTERBACH@ALASKA.GOV |  | AQ1201CPT03 | 1382 | 211111 | 110058932561 | 12/13/2013 &nbsp;ACT | 01/23/2015 &nbsp;ACT | 2015-01-28 | 2016-02-19 | C | http://dec.alaska.gov/Applications/Air/airtoolsweb/Home/ViewAttachment/16685549/QXjhK6BJvK3h8EByjhru7Q2 | OIL GAS EXPLORATION AND PRODUCTION FACILITY. | Revise Existing RBLC ID AK-0076 to include pollutants: PM-10 and VOC which now trigger PSD. | Emergency Camp Generators | 17.11 | Ultra Low Sulfur Diesel | 2695 | hp | Three 2,695 hp ULSD-fired Standby Camp Generator Engines. | Volatile Organic Compounds (VOC) | Unspecified | (Volatile Organic Compounds (VOC)) | VOC | N |  | 0.32 | g/hp-hr |  | BACT-PSD |  | U | 0 | U | 0 |  |  | 0 |  |  | 0 | 0 | N
AK-0082 | POINT THOMSON PRODUCTION FACILITY | EXXON MOBIL CORPORATION | USA | AK |  | USA | MATT REILE | 907 929 4108 | MATTHEW.R.REILE@EXXONMOBIL.COM | 10 | AK001 | ALASKA DEPT OF ENVIRONMENTAL CONS | MR. JIM PLOSAY | (907) 465-5103 | JOHN.KUTERBACH@ALASKA.GOV |  | AQ1201CPT03 | 1382 | 211111 | 110058932561 | 12/13/2013 &nbsp;ACT | 01/23/2015 &nbsp;ACT | 2015-01-28 | 2016-02-19 | C | http://dec.alaska.gov/Applications/Air/airtoolsweb/Home/ViewAttachment/16685549/QXjhK6BJvK3h8EByjhru7Q2 | OIL GAS EXPLORATION AND PRODUCTION FACILITY. | Revise Existing RBLC ID AK-0076 to include pollutants: PM-10 and VOC which now trigger PSD. | Fine Water Pumps | 17.11 | Ultra Low Sulfur Diesel | 610 | hp | Two ULSD-fired 610 hp Fine Water Pumps | Volatile Organic Compounds (VOC) | Unspecified | (Volatile Organic Compounds (VOC)) | VOC | N |  | 0.32 | g/hp-hr |  | BACT-PSD |  | U | 0 | U | 0 |  |  | 0 |  |  | 0 | 0 | N
AK-0082 | POINT THOMSON PRODUCTION FACILITY | EXXON MOBIL CORPORATION | USA | AK |  | USA | MATT REILE | 907 929 4108 | MATTHEW.R.REILE@EXXONMOBIL.COM | 10 | AK001 | ALASKA DEPT OF ENVIRONMENTAL CONS | MR. JIM PLOSAY | (907) 465-5103 | JOHN.KUTERBACH@ALASKA.GOV |  | AQ1201CPT03 | 1382 | 211111 | 110058932561 | 12/13/2013 &nbsp;ACT | 01/23/2015 &nbsp;ACT | 2015-01-28 | 2016-02-19 | C | http://dec.alaska.gov/Applications/Air/airtoolsweb/Home/ViewAttachment/16685549/QXjhK6BJvK3h8EByjhru7Q2 | OIL GAS EXPLORATION AND PRODUCTION FACILITY. | Revise Existing RBLC ID AK-0076 to include pollutants: PM-10 and VOC which now trigger PSD. | Bulk Tank Generator Engines | 17.11 | Ultra Low Sulfur Diesel | 891 | hp | Two ULSD-fired 891 hp Bulk Tank Storage Area Generator Engines | Volatile Organic Compounds (VOC) | Unspecified | (Volatile Organic Compounds (VOC)) | VOC | N |  | 0.32 | g/hp-hr |  | BACT-PSD |  | U | 0 | U | 0 |  |  | 0 |  |  | 0 | 0 | N

## GHG
RBLCID | FACILITY_NAME | CORPORATE_OR_COMPANY_NAME | FACILITY_COUNTY | FACILITY_STATE | FACILITY_ZIP_CODE | FACILITY_COUNTRY | FACILTY_CONTACT_NAME | FACILITY_PHONE | FACILITY_CONTACT_EMAIL | EPA_REGION | AGENCY_CODE | AGENCY_NAME | AGENCY_CONTACT | AGENCY_PHONE | AGENCY_EMAIL | OTHER_AGENCY_CONTACT_INFO | PERMIT_NUM | SIC_CODE | NAICS_CODE | FACILITY_REGISTRY_SYSTEM_NUMBER | COMPLETE_APPLICATION_DATE | PERMIT_ISSUANCE_DATE | DATE_DETERMINATION_ENTERED_INTO_RBLC | DATE_DETERMINATION_LAST_UPDATED | PERMIT_TYPE | PERMIT_URL | FACILITY_DESCRIPTION | PERMIT_NOTES | PROCESS_NAME | PROCCESS_TYPE | PRIMARY_FUEL | THROUGHPUT | THROUGHPUT_UNIT | PROCESS_NOTES | POLLUTANT | TESTMETHOD | POLLUTANT_GROUP(S) | CAS_NUMBER | CONTROL_METHOD_CODE | CONTROL_METHOD_DESCRIPTION | EMISSION_LIMIT_1 | EMISSION_LIMIT_1_UNIT | EMISSION_LIMIT_1_AVG_TIME_CONDITION | CASE-BY-CASE_BASIS | OTHER_ APPLICABLE_REQUIREMENTS | OTHER_FACTORS | PERCENT_EFFICIENCY | COMPLIANCE_VERIFIED | EMISSION_LIMIT_2 | EMISSION_LIMIT_2_UNIT | EMISSION_LIMIT_2_AVGERAGE_TIME_CONDITION | STANDARAD_EMISSION_LIMIT | STANDARD_EMISSION_LIMIT_UNIT | STANDARD_LIMIT_AVERAGE_TIME_CONDITION | COST_EFFECTIVENESS | INCREMENTAL_COST_EFFECTIVENESS | Cost_Verified | DOLLAR_YEAR_USED_IN_COST_ESTIMATES | POLLUTANT_COMPLIANCE_NOTES
MI-0421 | GRAYLING PARTICLEBOARD | ARAUCO NORTH AMERICA | CRAWFORD | MI | 49738 | USA | RICH WEBER | 803-431-2046 | RICH.WEBER@ARAUCO-NA.COM | 5 | MI001 | MICHIGAN DEPT OF ENVIRONMENTAL QUALITY | MS. CINDY SMITH | (517)284-6802 | SMITHC17@MICHIGAN.GOV | Please contact the permit engineer, Mr. Andrew Drury, at 517-284-6792 or at drurya@michigan.gov for technical questions related to the permit. Thank you. | 59-16 | 2493 | 321219 | Not Found | 06/30/2016 &nbsp;ACT | 08/26/2016 &nbsp;ACT | 2017-01-27 | 2017-07-20 | A |  | Particleboard manufacturing |  | Emergency Diesel Generator Engine (EUEMRGRICE in FGRICE) | 17.11 | Diesel | 500 | H/YR | One emergency diesel generator engine rated at 1600 kW (EUEMRGRICE in FGRICE). | Carbon Dioxide Equivalent (CO2e) | Unspecified | (Greenhouse Gasses (GHG)) | CO2e | P | Good combustion and design practices. | 223 | T/YR | BASED UPON A 12-MO ROLLING TIME PERIOD | BACT-PSD |  | N | 0 | N | 0 |  |  | 0 |  |  | 0 | 0 | N |  | The hours of operation are limited to 200 hours per year for the emergency generator engine. Based on the limited operation, add on control would not be cost effective.
MI-0421 | GRAYLING PARTICLEBOARD | ARAUCO NORTH AMERICA | CRAWFORD | MI | 49738 | USA | RICH WEBER | 803-431-2046 | RICH.WEBER@ARAUCO-NA.COM | 5 | MI001 | MICHIGAN DEPT OF ENVIRONMENTAL QUALITY | MS. CINDY SMITH | (517)284-6802 | SMITHC17@MICHIGAN.GOV | Please contact the permit engineer, Mr. Andrew Drury, at 517-284-6792 or at drurya@michigan.gov for technical questions related to the permit. Thank you. | 59-16 | 2493 | 321219 | Not Found | 06/30/2016 &nbsp;ACT | 08/26/2016 &nbsp;ACT | 2017-01-27 | 2017-07-20 | A |  | Particleboard manufacturing |  | Dieself fire pump engine (EUFIREPUMP in FGRICE) | 17.11 | Diesel | 500 | H/YR | One diesel fire pump engine rated at 400 KW (identified as EUFIREPUMP in FGRICE). | Carbon Dioxide Equivalent (CO2e) | Unspecified | (Greenhouse Gasses (GHG)) | CO2e | P | Good combustion and design practices. | 56 | T/YR | BASED UPON A 12-MO ROLLING TIME PERIOD | BACT-PSD |  | N | 0 | N | 0 |  |  | 0 |  |  | 0 | 0 | N |  | The hours of operation are limited to 500 hours per year for the fire pump engine. Based on the limited operation, add on control would not be cost effective.
MI-0425 | GRAYLING PARTICLEBOARD | ARAUCO NORTH AMERICA | CRAWFORD | MI | 49738 | USA | RICH WEBER | 803-431-2046 | RICH.WEBER@ARAUCO-NA.COM | 5 | MI001 | MICHIGAN DEPT OF ENVIRONMENTAL QUALITY | MS. CINDY SMITH | (517)284-6802 | SMITHC17@MICHIGAN.GOV | Please contact the permit engineer, Mr. Andrew Drury, at 517-284-6792 or at drurya@michigan.gov for technical questions regarding this permit. Thank you. | 59-16A | 2493 | 321219 | Not Found | 03/06/2017 &nbsp;ACT | 05/09/2017 &nbsp;ACT | 2017-08-02 | 2017-11-15 | A |  | Particleboard manufacturing. |  | EUEMRGRICE1 in FGRICE (Emergency diesel generator engine) | 17.11 | Diesel | 500 | H/YR | One emergency diesel generator engine rated at 1500 KW (EUEMRGRICE1 in FGRICE). | Carbon Dioxide Equivalent (CO2e) | Unspecified | (Greenhouse Gasses (GHG)) | CO2e | P | Good combustion and design practices. | 209 | T/YR | 12-MO ROLLING TIME PERIOD | BACT-PSD |  | N | 0 | N | 0 |  |  | 0 |  |  | 0 | 0 | N |  | The hours of operation are limited to 500 hours per year for the emergency generator engine. Based on the limited operation, add on control would not be cost effective.
MI-0425 | GRAYLING PARTICLEBOARD | ARAUCO NORTH AMERICA | CRAWFORD | MI | 49738 | USA | RICH WEBER | 803-431-2046 | RICH.WEBER@ARAUCO-NA.COM | 5 | MI001 | MICHIGAN DEPT OF ENVIRONMENTAL QUALITY | MS. CINDY SMITH | (517)284-6802 | SMITHC17@MICHIGAN.GOV | Please contact the permit engineer, Mr. Andrew Drury, at 517-284-6792 or at drurya@michigan.gov for technical questions regarding this permit. Thank you. | 59-16A | 2493 | 321219 | Not Found | 03/06/2017 &nbsp;ACT | 05/09/2017 &nbsp;ACT | 2017-08-02 | 2017-11-15 | A |  | Particleboard manufacturing. |  | EUEMRGRICE2 in FGRICE (Emergency Diesel Generator Engine) | 17.11 | Diesel | 500 | H/YR | One emergency diesel generator engine rated at 1500 KW (EUEMRGRICE2 in FGRICE). | Carbon Dioxide Equivalent (CO2e) | Unspecified | (Greenhouse Gasses (GHG)) | CO2e | P | Good combustion and design practices. | 70 | T/YR | 12-MO ROLLING TIME PERIOD | BACT-PSD |  | N | 0 | N | 0 |  |  | 0 |  |  | 0 | 0 | N |  | The hours of operation are limited to 500 hours per year for the emergency generator engine. Based on the limited operation, add on control would not be cost effective.
MI-0425 | GRAYLING PARTICLEBOARD | ARAUCO NORTH AMERICA | CRAWFORD | MI | 49738 | USA | RICH WEBER | 803-431-2046 | RICH.WEBER@ARAUCO-NA.COM | 5 | MI001 | MICHIGAN DEPT OF ENVIRONMENTAL QUALITY | MS. CINDY SMITH | (517)284-6802 | SMITHC17@MICHIGAN.GOV | Please contact the permit engineer, Mr. Andrew Drury, at 517-284-6792 or at drurya@michigan.gov for technical questions regarding this permit. Thank you. | 59-16A | 2493 | 321219 | Not Found | 03/06/2017 &nbsp;ACT | 05/09/2017 &nbsp;ACT | 2017-08-02 | 2017-11-15 | A |  | Particleboard manufacturing. |  | EUFIREPUMP in FGRICE (Diesel fire pump engine) | 17.11 | Diesel | 500 | H/YR | One diesel fire pump engine rated at 400 KW (EUFIREPUMP in FGRICE). | Carbon Dioxide Equivalent (CO2e) | Unspecified | (Greenhouse Gasses (GHG)) | CO2e | P | Good combustion and design practices. | 56 | T/YR | 12-MO ROLLING TIME PERIOD | BACT-PSD |  | N | 0 | N | 0 |  |  | 0 |  |  | 0 | 0 | N |  | The hours of operation are limited to 500 hours per year for the fire pump engine. Based on the limited operation, add on control would not be cost effective.
*MI-0435 | BELLE RIVER COMBINED CYCLE POWER PLANT | DTE ELECTRIC COMPANY | ST. CLAIR | MI | 48054 | USA | MATTHEW PAUL | 313-235-3374 | MATTHEW.PAUL@DTEENERGY.COM | 5 | MI001 | MICHIGAN DEPT OF ENVIRONMENTAL QUALITY | MS. CINDY SMITH | (517)284-6802 | SMITHC17@MICHIGAN.GOV | For technical questions regarding the permit, please contact the permit engineer, Mr. John Vial, at 517-284-6805 or at vialj@michigan.gov. Thank you. | 19-18 | 4911 | 221112 | Not Found | 06/22/2018 &nbsp;ACT | 07/16/2018 &nbsp;ACT | 2018-08-23 | 2018-08-24 | B |  | Natural gas combined-cycle power plant | The new combined cycle plant is proposed to be located near DTE's existing Belle River and St. Clair coal fired power plants. The three plants will be considered a single stationary source. It will have a capacity of 1,150 megawatts. | EUEMENGINE: Emergency engine | 17.11 | Diesel | 2 | MW | A nominal 2 MW diesel-fueled emergency engine with a model year of 2011 or later, and a displacement of <10 liters/cylinder. The engine is an EPA Tier 2 certified engine subject to NSPS IIII. | Carbon Dioxide Equivalent (CO2e) | Unspecified | (Greenhouse Gasses (GHG)) | CO2e | P | Good Combustion Practices | 161 | T/YR | 12-MO ROLLING TIME PERIOD | BACT-PSD |  | N | 0 | N | 0 |  |  | 0 |  |  | 0 | 0 | N
MI-0423 | INDECK NILES, LLC | INDECK NILES, LLC | CASS | MI | 49120 | USA | MICHAEL DUBOIS | 847-520-3212 | MDUBOIS@INDECKENERGY.COM | 5 | MI001 | MICHIGAN DEPT OF ENVIRONMENTAL QUALITY | MS. CINDY SMITH | (517)284-6802 | SMITHC17@MICHIGAN.GOV | Please contact the permit engineer, Catherine Asselin at 517-284-6786, or at asselinc@michigan.gov, for technical questions regarding the permit. Thank you. | 75-16 | 4911 | 221112 | Not Found | 10/25/2016 &nbsp;ACT | 01/04/2017 &nbsp;ACT | 2017-06-02 | 2018-03-08 | A |  | Natural gas combined cycle power plant. | The permit includes equipment not entered into the RBLC due to a lack of emission limits or material limits; these include a cold cleaner, a number of space heaters, and two fuel tanks. | EUEMENGINE (Diesel fuel emergency engine) | 17.11 | Diesel Fuel | 22.68 | MMBTU/H | a 2,922 horsepower (HP) (2,179 kilowatts (kW)) diesel fueled emergency engine manufactured in 2011 or later and a displacement of <10 liters/cylinder. Restricted to 4 hours/day, except during emergency conditions and stack testing, and 500 hours/year on a 12-month rolling time period basis. | Carbon Dioxide Equivalent (CO2e) | Unspecified | (Greenhouse Gasses (GHG)) | CO2e | P | Good combustion practices | 928 | T/YR | 12-MO. ROLLING TIME PERIOD | BACT-PSD |  | N | 0 | N | 0 |  |  | 0 |  |  | 0 | 0 | N
IA-0105 | IOWA FERTILIZER COMPANY | IOWA FERTILIZER COMPANY | LEE | IA | 52658 | USA | DAVE PEARSON | (319) 246-2308 | DAVE.PEARSON@IOWAFERTILIZERS.COM | 7 | IA001 | IOWA DEPARTMENT OF NATURAL RESOURCES AIR QUALITY | MR. GARY SMITH | (515) 725-9563 | GARY.SMITH@DNR.IOWA.GOV | CHRISTOPHER A. ROLING, PE ENVIRONMENTAL ENGINEER SENIOR (515) 725-9557 CHRIS.ROLING@DNR.IOWA.GOV | 12-219 | 2873 | 325311 | 110054890392 | 08/03/2012 &nbsp;ACT | 10/26/2012 &nbsp;ACT | 2012-11-01 | 2013-08-13 | A | https://aqbweb.iowadnr.gov/airpermit/eepsdpermit.jsp ,https://aqbweb.iowadnr.gov/airpermit/eepsdpermit.jsp ,https://aqbweb.iowadnr.gov/airpermit/eepsdpermit.jsp ,https://aqbweb.iowadnr.gov/airpermit/eepsdpermit.jsp ,https://aqbweb.iowadnr.gov/airpermit/eepsdpermit.jsp ,https://aqbweb.iowadnr.gov/airpermit/eepsdpermit.jsp ,https://aqbweb.iowadnr.gov/airpermit/eepsdpermit.jsp ,https://aqbweb.iowadnr.gov/airpermit/eepsdpermit.jsp | NITROGENEOUS FERTILIZER MANUFACTURING | THE PROJECT WAS AMENDED ON 3/13/14 DUE TO SOME DESIGN CHANGES WHICH INCLUDED ADDITIONAL EMISSION UNITS/POINTS. THE NEW PROJECT IS UNDER PROJECT NUMBER/PERMIT NUMBER 13-355 | Emergency Generator | 17.11 | diesel fuel | 142 | GAL/H | rated @ 2,000 KW | Carbon Dioxide Equivalent (CO2e) | Other - recordkeeping | (Greenhouse Gasses (GHG)) | CO2e | P | good combustion practices | 788.5 | TONS/YR | ROLLING 12 MONTH TOTAL | BACT-PSD |  | U | 0 | U | 0 |  |  | 0 |  |  | 0 | 0 | N
IA-0106 | CF INDUSTRIES NITROGEN, LLC - PORT NEAL NITROGEN COMPLEX | CF INDUSTRIES NITROGEN, LLC | WOODBURY | IA | 51054 | USA | MIKE MAAS | 712-233-6222 | MMAAS@CFINDUSTRIES.COM | 7 | IA001 | IOWA DEPARTMENT OF NATURAL RESOURCES AIR QUALITY | MR. GARY SMITH | (515) 725-9563 | GARY.SMITH@DNR.IOWA.GOV | Christopher A. Roling, PE Environmental Engineer Senior Iowa DNR - Air Quality Bureau 7900 Hickman Rd, Suite 1 Windsor Heights, IA 50324 (515) 242-6002 chris.roling@dnr.iowa.gov | PN 13-037 | 2873 | 325311 | 110000414089 | 02/01/2013 &nbsp;ACT | 07/12/2013 &nbsp;ACT | 2013-07-16 | 2016-05-04 | B |  | Nitrogenous fertilizer manufacturing including ammonia, urea, and urea-ammonium nitrate (UAN) solutions. |  | Emergency Generators | 17.11 | diesel fuel | 180 | GAL/H | There are two (2) identically sized generators. | Carbon Dioxide Equivalent (CO2e) | Other - calculation based on mass emissions and GWP | (Greenhouse Gasses (GHG)) | CO2e | P | good combustion practices | 509 | TONS/YR | ROLLING TWELVE (12) MONTH TOTAL | BACT-PSD |  | U | 0 | U | 0 |  |  | 0 |  |  | 0 | 0 | N
*AK-0084 | DONLIN GOLD PROJECT | DONLIN GOLD LLC. | BETHEL CENSUS AREA | AK | 99575 | USA | STAN FOO | 907-273-0200 | SFOO@DONLINGOLD.COM | 10 | AK001 | ALASKA DEPT OF ENVIRONMENTAL CONS | MR. JIM PLOSAY | (907) 465-5103 | JOHN.KUTERBACH@ALASKA.GOV | AK DEC DIV. OF AIR QUALITY 410 WILLOUGHBY AVE. SUITE 303 JUNEAU, AK 99801 | AQ0934CPT01 | 1041 | 212221 | Not Entered | 10/15/2015 &nbsp;ACT | 06/30/2017 &nbsp;ACT | 2018-06-21 | 2018-06-22 | A | http://dec.alaska.gov/Applications/Air/airtoolsweb/Home/ViewAttachment/16763360/d1h2U6BIY-j857LFU-WYmw2 | The Donlin Gold Project is a gold mine located 12 miles north of Crooked Creek, Alaska on the Kuskokwim River, about 280 miles northwest of Anchorage. The deposit has proven and probable reserves estimated at 33.9 million ounces of gold at 2.1 g/t and could produce up to 1.5 million ounces annually. SIC Code 1041; NAICS Code 212221. |  | Black Start and Emergency Internal Cumbustion Engines | 17.11 | Diesel | 1500 | kWe | Two (2) 600 kWe black start diesel generators and four (4) 1,500 kWe emergency diesel generators. | Carbon Dioxide Equivalent (CO2e) | Unspecified | (Greenhouse Gasses (GHG)) | CO2e | P | Good Combustion Practices | 2781 | TPY | YEARLY | BACT-PSD | NSPS | U | 0 | U | 0 |  |  | 0 |  |  | 0 | 0 | N |  | 2,781 tpy CO2e for EUs 29 - 34 combined. NSPS Subpart IIII engines
TX-0766 | GOLDEN PASS LNG EXPORT TERMINAL | GOLDEN PASS PRODUCTS, LLC | JEFFERSON | TX |  | USA | BOB TOMLINSON | 713-860-6348 |  | 6 | TX001 | TEXAS COMMISSION ON ENVIRONMENTAL QUALITY (TCEQ) | MS. ANNE INMAN | (512) 239-1267 | anne.inman@tceq.texas.gov | Erik Hendrickson, (512) 239-1095, Erik.Hendrickson@TCEQ.Texas.gov | 116055, PSDTX1386, GHGPSDTX100 | 4922 | 486210 | UNKNOWN | 04/03/2015 &nbsp;ACT | 09/11/2015 &nbsp;ACT | 2015-09-21 | 2016-07-06 | B |  | Liquefied natural gas (LNG) export terminal. |  | Emergency Engine Generators | 17.11 | Diesel | 750 | hp | Six diesel engines at site. | Carbon Dioxide Equivalent (CO2e) | Unspecified | (Greenhouse Gasses (GHG)) | CO2e | P | Good combustion practices and limited operational hours | 123 | tpy |  | BACT-PSD |  | N | 0 | U | 123 | TPY |  | 0 |  |  | 0 | 0 | N
TX-0799 | BEAUMONT TERMINAL | PHILLIPS 66 PIPELINE LLC | JEFFERSON | TX |  | USA | CHINTAN MEHTA | 832-765-1677 |  | 6 | TX001 | TEXAS COMMISSION ON ENVIRONMENTAL QUALITY (TCEQ) | MS. ANNE INMAN | (512) 239-1267 | anne.inman@tceq.texas.gov | Beth Akers, 512-239-4620 beth.akers@tceq.texas.gov | 18295, PSDTX1466, GHGPSDTX139 | 5171 | 424710 | 110033444850 | 04/19/2016 &nbsp;ACT | 06/08/2016 &nbsp;ACT | 2016-06-17 | 2016-07-07 | C |  | This marine terminal receives, stores, and distributes various volatile organic liquids (VOLs) and refined petroleum products. | (consolidate and/or void: 1973, 8113, 481, 2365, 56419, 6312, and 6559) | Fire pump engines | 17.11 | diesel | 0 |  |  | Carbon Dioxide Equivalent (CO2e) | Unspecified | (Greenhouse Gasses (GHG)) | CO2e | P | Good combustion practices and limited operational hours | 72.16 | T/YR |  | BACT-PSD |  | N | 0 | U | 0 |  |  | 0 |  |  | 0 | 0 | N
FL-0338 | SAKE PROSPECT DRILLING PROJECT | BHP BILLITON PETROLEUM, INC. |  | FL |  | USA |  |  |  | 4 | OT005 | EPA REGION IV | MS. KATY R. FORNEY | (404) 562-9130 | forney.kathleen@epa.gov |  | OCS-EPA-R4008 | 1381 | 211111 | NA | 03/10/2011 &nbsp;ACT | 05/30/2012 &nbsp;ACT | 2014-02-28 | 2016-05-04 | A | http://www.regulations.gov/#!documentDetail;D=EPA-R04-OAR-2012-0239-0037 | The facility consists of a mobile offshore drilling unit (MODU) using either the Transocean ultra-deepwater C.R. Luigs or the Transocean semisubmersible DD1 to conduct exploratory oil and natural gas drilling in lease blocks within the DeSoto Canyon area of the Gulf of Mexico. | The United States Environmental Protection Agency (EPA) issued this permit pursuant to section 328 of the CAA, 42 U.S.C. Â§ 7627, and the implementing OCS Air Regulations at 40 CFR part 55, which incorporate by reference the PSD Regulations at 40 CFR Â§ 52.21 and the title V Operating Permit Program at 40 CFR part 71. This permit is based upon application materials submitted to EPA by BHP Billiton Petroleum, Inc. (BHPB), dated October 14, 2010, February 9, 2011, September 30, 2011, October 14, 2011, December 21, 2011, January 18, 2012, supplemental submittals in the administrative record for this permit action, and upon the technical analysis performed by EPA. | Emergency Generator Diesel Engine - Development Driller 1 | 17.11 | Diesel | 2229 | hp |  | Carbon Dioxide Equivalent (CO2e) | Unspecified | (Greenhouse Gasses (GHG)) | CO2e | B | good combustion practices based on the current manufacturerâ€™s specifications for these engines, use of low sulfur diesel fuel, positive crankcase ventilation, turbocharger with aftercooler, high pressure fuel injection with aftercooler | 77.84 | T/12MO ROLLING TOTAL | TONS PER YEAR 12 MONTH ROLLING TOTAL | BACT-PSD | OPERATING PERMIT | U | 0 | U | 0 |  |  | 0 |  |  | 0 | 0 | N
FL-0338 | SAKE PROSPECT DRILLING PROJECT | BHP BILLITON PETROLEUM, INC. |  | FL |  | USA |  |  |  | 4 | OT005 | EPA REGION IV | MS. KATY R. FORNEY | (404) 562-9130 | forney.kathleen@epa.gov |  | OCS-EPA-R4008 | 1381 | 211111 | NA | 03/10/2011 &nbsp;ACT | 05/30/2012 &nbsp;ACT | 2014-02-28 | 2016-05-04 | A | http://www.regulations.gov/#!documentDetail;D=EPA-R04-OAR-2012-0239-0037 | The facility consists of a mobile offshore drilling unit (MODU) using either the Transocean ultra-deepwater C.R. Luigs or the Transocean semisubmersible DD1 to conduct exploratory oil and natural gas drilling in lease blocks within the DeSoto Canyon area of the Gulf of Mexico. | The United States Environmental Protection Agency (EPA) issued this permit pursuant to section 328 of the CAA, 42 U.S.C. Â§ 7627, and the implementing OCS Air Regulations at 40 CFR part 55, which incorporate by reference the PSD Regulations at 40 CFR Â§ 52.21 and the title V Operating Permit Program at 40 CFR part 71. This permit is based upon application materials submitted to EPA by BHP Billiton Petroleum, Inc. (BHPB), dated October 14, 2010, February 9, 2011, September 30, 2011, October 14, 2011, December 21, 2011, January 18, 2012, supplemental submittals in the administrative record for this permit action, and upon the technical analysis performed by EPA. | Emergency Generator Diesel Engine - C.R. Luigs | 17.11 | diesel | 2064 | hp | Caterpillar D3516A 1998 | Carbon Dioxide Equivalent (CO2e) | Unspecified | (Greenhouse Gasses (GHG)) | CO2e | B | good combustion practices based on the current manufacturerâ€™s specifications for these engines, use of low sulfur diesel fuel, positive crankcase ventilation, turbocharger with aftercooler, high pressure fuel injection with aftercooler | 72.06 | T/12MO ROLLING TOTAL | TONS PER YEAR 12 MONTH ROLLING TOTAL | BACT-PSD | OPERATING PERMIT | U | 0 | U | 0 |  |  | 0 |  |  | 0 | 0 | N
FL-0347 | ANADARKO PETROLEUM CORPORATION - EGOM | ANADARKO PETROLEUM CORPORATION |  | FL |  | USA |  |  |  | 4 | OT005 | EPA REGION IV | MS. KATY R. FORNEY | (404) 562-9130 | forney.kathleen@epa.gov |  | OCS-EPA-R4015 | 1381 | 211111 | NA | 08/12/2013 &nbsp;ACT | 09/16/2014 &nbsp;ACT | 2015-09-21 | 2016-07-06 | A | http://www.regulations.gov/contentStreamer?documentId=EPA-R04-OAR-2014-0487-0069&disposition=attachment&contentType=pdf | The facility consists of a mobile offshore drilling unit using the Transocean Discoverer Spirit and associated support vessels. The drilling sites are located east of longitude 87.5, west of the Military Mission Line (86Â°41' west longitude), at least 100 miles from the Louisiana shoreline, and at least 125 miles from the Florida shoreline. | The United States Environmental Protection Agency (EPA) issued this permit pursuant to section 328 of the CAA, 42 U.S.C. Â§ 7627, and the implementing OCS Air Regulations at 40 CFR part 55, which incorporate by reference the PSD regulations at 40 CFR Â§ 52.21 and the title V Operating Permit Program regulations at 40 CFR part 71. This permit is based upon application materials submitted to EPA by Anadarko Petroleum Corporation (Anadarko) dated December 26, 2012, March 27,2013, April 26,2013, May 3, 2013, and July 2, 2013; supplemental submittals and information in the administrative record for this permit action; and upon the technical analysis performed by EPA. | Source Wide Emissions | 17.11 | Diesel | 0 |  |  | Carbon Dioxide Equivalent (CO2e) | Other - Mass Balance | (Greenhouse Gasses (GHG)) | CO2e | B | good combustion practices based on the most recent manufacturer's specifications issued for engines and with turbocharger, aftercooler, and high injection pressure where applicable | 74571 | TONS | PER YEAR ON A 12-MONTH ROLLING TOTAL | BACT-PSD | OPERATING PERMIT | U | 0 | U | 0 |  |  | 0 |  |  | 0 | 0 | N
*MI-0433 | MEC NORTH, LLC AND MEC SOUTH LLC | MARSHALL ENERGY CENTER LLC | CALHOUN | MI | 49068 | USA | WILLARD LADD | 914-468-2402 | WLADD@DEVELOPMENTPARTNERS.COM | 5 | MI001 | MICHIGAN DEPT OF ENVIRONMENTAL QUALITY | MS. CINDY SMITH | (517)284-6802 | SMITHC17@MICHIGAN.GOV | There are two plants (MEC North, LLC and MEC South, LLC) that will operate as separate entities but they are considered a single stationary source and the installation of the two new plants was reviewed as a single project. There are two Air Permits to Install for the two plants (167-17 and 168-17). For technical questions regarding either of the two permits, please contact the permit engineer Ms. Catherine Asselin at 517-284-6786 or at asselinc@michigan.gov. Thank you. | 167-17 AND 168-17 | 4911 | 221112 | Not Found | 05/22/2018 &nbsp;ACT | 06/29/2018 &nbsp;ACT | 2018-08-17 | 2018-08-22 | A |  | Natural gas combined cycle power plant (two plants: north and south) | There are two plants that will operate as separate entities and each received a separate Air Permit to Install, but they are considered one stationary source and were reviewed as one project. | EUEMENGINE (North Plant): Emergency Engine | 17.11 | Diesel | 1341 | HP | A 1,341 HP (1,000 kilowatts (KW)) diesel-fired emergency engine with a model year of 2011 or later, and a displacement of <10 liters/cylinder. The engine is designed to be compliant with Tier IV emission standards. Equipped with a diesel particulate filter. | Carbon Dioxide Equivalent (CO2e) | Unspecified | (Greenhouse Gasses (GHG)) | CO2e | P | Good combustion practices. | 383 | T/YR | 12-MO. ROLLING TIME PERIOD | BACT-PSD |  | N | 0 | N | 0 |  |  | 0 |  |  | 0 | 0 | N
*MI-0433 | MEC NORTH, LLC AND MEC SOUTH LLC | MARSHALL ENERGY CENTER LLC | CALHOUN | MI | 49068 | USA | WILLARD LADD | 914-468-2402 | WLADD@DEVELOPMENTPARTNERS.COM | 5 | MI001 | MICHIGAN DEPT OF ENVIRONMENTAL QUALITY | MS. CINDY SMITH | (517)284-6802 | SMITHC17@MICHIGAN.GOV | There are two plants (MEC North, LLC and MEC South, LLC) that will operate as separate entities but they are considered a single stationary source and the installation of the two new plants was reviewed as a single project. There are two Air Permits to Install for the two plants (167-17 and 168-17). For technical questions regarding either of the two permits, please contact the permit engineer Ms. Catherine Asselin at 517-284-6786 or at asselinc@michigan.gov. Thank you. | 167-17 AND 168-17 | 4911 | 221112 | Not Found | 05/22/2018 &nbsp;ACT | 06/29/2018 &nbsp;ACT | 2018-08-17 | 2018-08-22 | A |  | Natural gas combined cycle power plant (two plants: north and south) | There are two plants that will operate as separate entities and each received a separate Air Permit to Install, but they are considered one stationary source and were reviewed as one project. | EUEMENGINE (South Plant): Emergency Engine | 17.11 | Diesel | 1341 | HP | A 1,341 HP (1,000 kilowatts (kW)) diesel-fired emergency engine with a model year of 2011 or later, and a displacement of <10 liters/cylinder. The engine is designed to be compliant with Tier IV emission standards. Equipped with a diesel particulate filter. | Carbon Dioxide Equivalent (CO2e) | Unspecified | (Greenhouse Gasses (GHG)) | CO2e | P | Good combustion practices. | 383 | T/YR | 12-MO ROLLING TIME PERIOD | BACT-PSD |  | N | 0 | N | 0 |  |  | 0 |  |  | 0 | 0 | N
MI-0406 | RENAISSANCE POWER LLC | LS POWER DEVELOPMENT LLC | MONTCALM | MI | 48811 | USA | BRADLEY COOLEY | 636-534-3268 | BCOOLEY@LSPOWER.COM | 5 | MI001 | MICHIGAN DEPT OF ENVIRONMENTAL QUALITY | MS. CINDY SMITH | (517)284-6802 | SMITHC17@MICHIGAN.GOV | Please contact the permit engineer, Melissa Byrnes, at 517-284-6790 or at BYRNESM@michigan.gov for technical questions regarding this permit. Thank you. | 51-13 | 4911 | 221112 | 2611705287 | 07/13/2013 &nbsp;ACT | 11/01/2013 &nbsp;ACT | 2014-03-19 | 2016-07-07 | C |  | For technical questions regarding this permit, please contact the permit engineer, Melissa Byrnes, at 517-284-6790. Thank you. | Other facility-wide pollutants not listed below (tpy): PM10=211.19+ PM2.5=205.24+ Lead=0.0027+ CO2e=5,398,441+ Sulfuric Acid Mist=5.67+ | FG-EMGEN7-8; Two (2) 1,000kW diesel-fueled emergency reciprocating internal combustion engines | 17.11 | Diesel | 1000 | kW | 1,000 kW (1,502 hp) each; hours restriction = 500 hours each per year. | Carbon Dioxide Equivalent (CO2e) | Unspecified | (Greenhouse Gasses (GHG)) | CO2e | P | Good combustion practices. | 1731.4 | T/YR | TEST PROTOCOL; BOTH UNITS COMBINED | BACT-PSD |  | N | 0 | N | 0 |  |  | 0 |  |  | 0 | 0 | N |  | The CO2e limit of 1731.4 tpy applies to both units combined.
*AK-0084 | DONLIN GOLD PROJECT | DONLIN GOLD LLC. | BETHEL CENSUS AREA | AK | 99575 | USA | STAN FOO | 907-273-0200 | SFOO@DONLINGOLD.COM | 10 | AK001 | ALASKA DEPT OF ENVIRONMENTAL CONS | MR. JIM PLOSAY | (907) 465-5103 | JOHN.KUTERBACH@ALASKA.GOV | AK DEC DIV. OF AIR QUALITY 410 WILLOUGHBY AVE. SUITE 303 JUNEAU, AK 99801 | AQ0934CPT01 | 1041 | 212221 | Not Entered | 10/15/2015 &nbsp;ACT | 06/30/2017 &nbsp;ACT | 2018-06-21 | 2018-06-22 | A | http://dec.alaska.gov/Applications/Air/airtoolsweb/Home/ViewAttachment/16763360/d1h2U6BIY-j857LFU-WYmw2 | The Donlin Gold Project is a gold mine located 12 miles north of Crooked Creek, Alaska on the Kuskokwim River, about 280 miles northwest of Anchorage. The deposit has proven and probable reserves estimated at 33.9 million ounces of gold at 2.1 g/t and could produce up to 1.5 million ounces annually. SIC Code 1041; NAICS Code 212221. |  | Twelve (12) Large ULSD/Natural Gas-Fired Internal Combustion Engines | 17.11 | Diesel and Natural Gas | 143.5 | MMBtu/hr | Twelve 17-MW Wartsila 18V50DF ULSD/Natural Gas-Fired Internal Combustion Engines. Each engine rated at: 143.5 MMBtu/hr on ULSD 141.4 MMBtu/hr on natural gas | Carbon Dioxide Equivalent (CO2e) | Unspecified | (Greenhouse Gasses (GHG)) | CO2e | P | Good Cumbustion Practices | 1299630 | TPY (ULSD) |  | BACT-PSD |  | U | 0 | N | 869621 | TPY (NATURAL GAS) |  | 0 |  |  | 0 | 0 | N
IN-0158 | ST. JOSEPH ENEGRY CENTER, LLC | ST. JOSEPH ENERGY CENTER, LLC | ST. JOSEPH | IN | 46552 | USA | MR. WILLARD LADD | 9144682404 |  | 5 | IN001 | INDIANA DEPT OF ENV MGMT, OFC OF AIR | MR. MATT STUCKEY | (317) 233-0203 | mstuckey@idem.in.gov | PERMIT WRITER: JOSIAH BALOGUN 317-234-5257 JBALOGUN@IDEM.IN.GOV SECTION CHIEF: MATT STUCKEY 317-233-0203 MSTUCKEY@IDEM.IN.GOV | 141-31003-00579 | 4911 | 221112 | 110054881963 | 10/03/2011 &nbsp;ACT | 12/03/2012 &nbsp;ACT | 2013-08-15 | 2016-05-04 | A | HTTP://PERMITS.AIR.IDEM.IN.GOV/31003F.PDF | STATIONARY ELECTRIC UTILITY GENERATING STATION |  | TWO (2) EMERGENCY DIESEL GENERATORS | 17.11 | DIESEL | 1006 | HP EACH | THE TWO INTERNAL COMBUSTION ENGINES, IDENTIFIED AS EG01 AND EG02, EXHAUST THROUGH TWO (2) VENTS. | Carbon Dioxide Equivalent (CO2e) | Unspecified | (Greenhouse Gasses (GHG)) | CO2e | P | GOOD ENGINEERING DESIGN AND FUEL EFFICIENT DESIGN | 1186 | TONS | 12 CONSECUTIVE MONTH PERIOD | BACT-PSD |  | U | 0 | U | 0 |  |  | 0 |  |  | 0 | 0 | N |  | LIMIT ONE: COMPLIANCE DETERMINED AT THE END OF THE MONTH: LIMIT COMBINED FOR THREE GENERATORS (EG01, EG02, AND EG03)
IN-0158 | ST. JOSEPH ENEGRY CENTER, LLC | ST. JOSEPH ENERGY CENTER, LLC | ST. JOSEPH | IN | 46552 | USA | MR. WILLARD LADD | 9144682404 |  | 5 | IN001 | INDIANA DEPT OF ENV MGMT, OFC OF AIR | MR. MATT STUCKEY | (317) 233-0203 | mstuckey@idem.in.gov | PERMIT WRITER: JOSIAH BALOGUN 317-234-5257 JBALOGUN@IDEM.IN.GOV SECTION CHIEF: MATT STUCKEY 317-233-0203 MSTUCKEY@IDEM.IN.GOV | 141-31003-00579 | 4911 | 221112 | 110054881963 | 10/03/2011 &nbsp;ACT | 12/03/2012 &nbsp;ACT | 2013-08-15 | 2016-05-04 | A | HTTP://PERMITS.AIR.IDEM.IN.GOV/31003F.PDF | STATIONARY ELECTRIC UTILITY GENERATING STATION |  | EMERGENCY DIESEL GENERATOR | 17.11 | DIESEL | 2012 | HP | THIS ONE (1) INTERNAL COMBUSTION ENGINE, IDENTIFIED AS EG03, EXHAUSTS THROUGH ONE (1) VENT. | Carbon Dioxide Equivalent (CO2e) | Unspecified | (Greenhouse Gasses (GHG)) | CO2e | P | GOOD ENGINEERING DESIGN AND FUEL EFFICIENT DESIGN POST COMBUSTION CARBON CAPTURE | 1186 | TONS | 12 CONSECUTIVE MONTH PERIOD | BACT-PSD |  |  | 0 |  | 500 | HOURS OF OPERATION | YEARLY | 0 |  |  | 0 | 0 | N |  | LIMIT ONE: COMPLIANCE DETERMINED AT THE END OF THE MONTH. LIMIT COMBINED FOR THREE GENERATORS (EG01, EG02, AND EG03)
OK-0154 | MOORELAND GENERATING STA | WESTERN FARMERS ELECTRIC COOPERATIVE | WOODWARD | OK | 73852 | USA | GERALD BUTCHER | 405-247-4341 | G_BUTCHER@WFEC.COM | 6 | OK001 | OKLAHOMA DEPARTMENT OF ENVIRONMENTAL QUALITY | MR. LEE WARDEN | (405)702-4182 | LEE.WARDEN@DEQ.OK.GOV |  | 2008-302-C(M-1)PSD | 4911 | 221112 | 153-00002 | 08/22/2012 &nbsp;ACT | 07/02/2013 &nbsp;ACT | 2014-06-18 | 2016-07-29 | B |  | WFEC operates the Mooreland Generating Station to generate wholesale electricity which is transmitted over WFECâ€™s system. The facility was originally constructed in 1963. The electricity is sold in rural areas of approximately 3/4 of the state of Oklahoma and part of New Mexico. The Mooreland Generating Station currently consists of three high-pressure boilers that burn locally-produced natural gas. The three high-pressure boilers used to generate electricity and the auxiliary boiler used to heat the facility were constructed before May 31, 1972, and are considered â€œgrandfatheredâ€ from construction permitting requirements. | WFEC submitted a Prevention of Significant Deterioration (PSD) construction permit application for the proposed addition of a combined-cycle combustion turbine and associated support equipment to the existing Mooreland Generating Station | DIESEL-FIRED EMERGENCY GENERATOR ENGINE | 17.11 | DIESEL | 1341 | HP | <100 HR/YR OPERATION. | Carbon Dioxide Equivalent (CO2e) | Unspecified | (Greenhouse Gasses (GHG)) | CO2e | P | NSPS | 81.2 | TPY |  | BACT-PSD | N/A | U | 0 | U | 0 |  |  | 0 |  |  | 0 | 0 | N
LA-0296 | LAKE CHARLES CHEMICAL COMPLEX LDPE UNIT | SASOL CHEMICALS (USA) LLC | CALCASIEU | LA | 70669 | USA | ERIC RODRIGUEZ | (281) 588-3761 | ERIC.RODRIGUEZ@US.SASOL.COM | 6 | LA001 | LOUISIANA DEPARTMENT OF ENV QUALITY | MR. BRYAN D. JOHNSTON | (225)219-3450 | BRYAN.JOHNSTON@LA.GOV |  | PSD-LA-779 | 2821 | 325211 | 110017418061 | 05/02/2013 &nbsp;ACT | 05/23/2014 &nbsp;ACT | 2016-09-12 | 2017-04-28 | B |  | The Low Density Polyethylene (LDPE) Unit will produce LDPE by the high pressure polymerization of ethylene. | Complete application date = date of administrative completeness This RBLC entry addresses the Low Density Polyethylene (LDPE) Unit of the Lake Charles Cracker Project (LCCP). This entry also addresses the Emergency Diesel Generators associated with the entire LCCP, as all of the permitted units are identical. | Emergency Diesel Generators (EQTs 622, 671, 773, 850, 994, 995, 996, 1033, 1077, 1105, &amp; 1202) | 17.11 | Diesel | 2682 | HP | Non-emergency use is limited to 100 hours per year. | Carbon Dioxide Equivalent (CO2e) | Unspecified | (Greenhouse Gasses (GHG)) | CO2e | P | NSPS | 56 | TPY | ANNUAL MAXIMUM | BACT-PSD | OPERATING PERMIT | U | 0 | U | 0 |  |  | 0 |  |  | 0 | 0 | N |  | BACT is determined to be compliance with the limitations imposed by 40 CFR 60 Subpart IIII and its associated monitoring, recordkeeping, and reporting requirements; and operating the engine in accordance with the engine manufacturerâ€™s instructions and/or written procedures (consistent with safe operation) designed to maximize combustion efficiency and minimize fuel usage. The CO2e limits are based on a CH4 global warming potential (GWP) of 21 and a N2O GWP of 310. In the event any GWP is revised, the CO2e limits shall be revised accordingly without the need to modify the permit.
LA-0288 | LAKE CHARLES CHEMICAL COMPLEX | SASOL CHEMICALS (USA) LLC | CALCASIEU | LA | 70669 | USA | ERIC RODRIGUEZ | (281) 588-3761 | ERIC.RODRIGUEZ@US.SASOL.COM | 6 | LA001 | LOUISIANA DEPARTMENT OF ENV QUALITY | MR. BRYAN D. JOHNSTON | (225)219-3450 | BRYAN.JOHNSTON@LA.GOV |  | PSD-LA-778 | 2869 | 325110 | 110017418061 | 05/02/2013 &nbsp;ACT | 05/23/2014 &nbsp;ACT | 2016-07-22 | 2016-09-14 | A |  |  | Complete application date = date of administrative completeness This RBLC entry addresses the Power Unit of the Gas-to-Liquids (GTL) Project. It also addresses the Emergency Diesel Generators in the LAB-2, HPU, ASU, and GTL Units, as the engines are identical. GTL will utilize natural gas as a feedstock to produce fuel-grade hydrocarbon products, including liquefied petroleum gas (LPG), naphtha, paraffins, diesel, wax products, and base oil products. In the GTL process, natural gas will first be reformed into a synthesis gas; the synthesis gas will then be converted into liquid hydrocarbons via a Fischer-Tropsch reaction. The Fisher-Tropsch synthesis is followed by treatment and extraction units and product work-up units which produce the desired products. | Emergency Diesel Generators (EQT 629, 639, 838, 966, &amp; 1264) | 17.11 |  | 2682 | HP |  | Carbon Dioxide Equivalent (CO2e) | Unspecified | (Greenhouse Gasses (GHG)) | CO2e | P | NSPS | 56 | TPY | ANNUAL MAXIMUM | BACT-PSD |  | U | 0 | U | 0 |  |  | 0 |  |  | 0 | 0 | N |  | BACT is determined to be compliance with the limitations imposed by 40 CFR 60 Subpart IIII and its associated monitoring, recordkeeping, and reporting requirements; and operating the engine in accordance with the engine manufacturerâ€™s instructions and/or written procedures (consistent with safe operation) designed to maximize combustion efficiency and minimize fuel usage.
IL-0114 | CRONUS CHEMICALS, LLC | CRONUS CHEMICALS, LLC | DOUGLAS | IL | 60601 | USA | ERZIN ATAC | 312-863-8638 | ERZIN.ATAC@CRONUCHEM.COM | 5 | IL001 | ILLINOIS EPA, BUREAU OF AIR | MR. RAY PILAPIL | (217) 782-2113 | ray.pilapil@illinois.gov | Permit Writer: Bob Smet 217-785-9250 robert.smet@illinois.gov | 13060007 | 2873 | 325311 | 110055568522 | 02/14/2014 &nbsp;ACT | 09/05/2014 &nbsp;ACT | 2014-12-24 | 2016-05-05 | A | http://yosemite.epa.gov/r5/in_permt.nsf/6f1ebc583aad45448625763f0053e08e/02fa71769b748f8886257da2004e4f4f!OpenDocument | Plant will produce urea and ammonia, but ammonia production will be limited to a maximum of 3 months of the year (4,880 tpd urea and 2,789 tpd ammonia). |  | Emergency Generator | 17.11 | distillate fuel oil | 3755 | HP |  | Carbon Dioxide Equivalent (CO2e) | Unspecified | (Greenhouse Gasses (GHG)) | CO2e | P | NSPS | 432 | TPY |  | BACT-PSD |  | U | 0 | U | 0 |  |  | 0 |  |  | 0 | 0 | N
*LA-0312 | ST. JAMES METHANOL PLANT | SOUTH LOUISIANA METHANOL LP | ST. JAMES | LA |  | USA | BRIAN JONES | (512) 394-7346 |  | 6 | LA001 | LOUISIANA DEPARTMENT OF ENV QUALITY | MR. BRYAN D. JOHNSTON | (225)219-3450 | BRYAN.JOHNSTON@LA.GOV | Permit Writer: Mr. Christopher Smith, (225) 219-3439 | PSD-LA-780(M-1) | 2869 | 325998 | Not Found | 09/30/2015 &nbsp;ACT | 06/30/2017 &nbsp;ACT | 2017-03-10 | 2017-12-27 | A |  | New MeOH plant designed to produce 5,275 metric tons per day of refined methanol from natural gas and carbon dioxide (CO2) feedstock | New methanol plant designed to produce 5,275 metric tons per day of refined methanol from natural gas and carbon dioxide (CO2) feedstock | DFP1-13 - Diesel Fire Pump Engine (EQT0013) | 17.11 | Diesel | 650 | horsepower | Operating hour limit: 100 hr/yr | Carbon Dioxide Equivalent (CO2e) | Unspecified | (Greenhouse Gasses (GHG)) | CO2e | P | NSPS Subpart IIII | 37 | TPY |  | BACT-PSD | OPERATING PERMIT , NSPS | U | 0 | U | 0 |  |  | 0 |  |  | 0 | 0 | N
*LA-0312 | ST. JAMES METHANOL PLANT | SOUTH LOUISIANA METHANOL LP | ST. JAMES | LA |  | USA | BRIAN JONES | (512) 394-7346 |  | 6 | LA001 | LOUISIANA DEPARTMENT OF ENV QUALITY | MR. BRYAN D. JOHNSTON | (225)219-3450 | BRYAN.JOHNSTON@LA.GOV | Permit Writer: Mr. Christopher Smith, (225) 219-3439 | PSD-LA-780(M-1) | 2869 | 325998 | Not Found | 09/30/2015 &nbsp;ACT | 06/30/2017 &nbsp;ACT | 2017-03-10 | 2017-12-27 | A |  | New MeOH plant designed to produce 5,275 metric tons per day of refined methanol from natural gas and carbon dioxide (CO2) feedstock | New methanol plant designed to produce 5,275 metric tons per day of refined methanol from natural gas and carbon dioxide (CO2) feedstock | DEG1-13 - Diesel Fired Emergency Generator Engine (EQT0012) | 17.11 | Diesel | 1474 | horsepower | Operating hours limit: 100 hr/yr. | Carbon Dioxide Equivalent (CO2e) | Unspecified | (Greenhouse Gasses (GHG)) | CO2e | P | NSPS Subpart IIII | 84 | TPY |  | BACT-PSD | NSPS , OPERATING PERMIT | U | 0 | U | 0 |  |  | 0 |  |  | 0 | 0 | N
*MA-0043 | MIT CENTRAL UTILITY PLANT | MASSACHUSETTS INSTITUTE OF TECHNOLOGY | MIDDLESEX | MA | 2139 | USA | ZHANNA DAVIDOVITZ | 6174522510 | ZHANNA@MIT.EDU | 1 | MA001 | MASSACHUSETTS DEPT OF ENVIRONMENTAL PROTECTION | MR. MARC WOLMAN | (617)292-5515 | marc.wolman@state.ma.us. | Edward Braczyk MassDEP Northeast Regional Office 205B Lowell Street Wilmington, MA 01887 (978) 694-3289 Edward.Braczyk@state.ma.us | NE-15-018 | 8221 | 611310 | 110028279271 | 04/03/2017 &nbsp;ACT | 06/21/2017 &nbsp;ACT | 2017-07-05 | 2017-11-27 | D |  | MIT proposes to construct and operate two new 22 megawatt (MW) combined heat and power (CHP) combustion turbines/heat recovery steam generators and a new cold start engine at its existing Central Utility Plant. | http://www.mass.gov/eea/agencies/massdep/air/approvals/air-permits-and-approvals-issued-to-facilities.html | Cold Start Engine | 17.11 | ULSD | 19.04 | MMBTU/HR | CAT DM8263 or equivalent. â‰¤ 8 hours of operation per day, â‰¤ 300 hours of operation per consecutive 12-month period, S in ULSD: â‰¤0.0015% by weight. | Carbon Dioxide Equivalent (CO2e) | Unspecified | (Greenhouse Gasses (GHG)) | CO2e | N |  | 467.3 | tpy |  | BACT-PSD | SIP , OPERATING PERMIT | U | 0 | U | 3115 | LB/HR |  | 0 |  |  | 0 | 0 | N |  | CO2e: â‰¤467.3 tons per consecutive twelve month period.
OH-0352 | OREGON CLEAN ENERGY CENTER | ARCADIS, US, INC. | LUCAS | OH | 43616 | USA | LYNN GRESOCK | 978-322-4520 | LYNN.GRESOCK@ARCADIS-US.CO | 5 | OH001 | OHIO ENVIRONMENTAL PROTECTION AGENCY | MR. DANA THOMPSON | 614-644-3701 | Dana.thompson@epa.ohio.gov |  | P0110840 | 4931 | 221112 | 110064669737 | 04/03/2013 &nbsp;ACT | 06/18/2013 &nbsp;ACT | 2013-07-15 | 2016-05-04 | A |  | 799 Megawatt Combined Cycle Combustion Turbine Power Plant | The permit is set up to install either 2 Mitsubishi M501 GAC units or 2 Siemens SGT-8000H units, not both; with dedicated heat recovery steam generators (HRSG), steam turbine generator, and electric generator. | Emergency generator | 17.11 | diesel | 2250 | KW | Emergency diesel fired generator restricted to 500 hours of operation per rolling 12-months. | Carbon Dioxide Equivalent (CO2e) | Unspecified | (Greenhouse Gasses (GHG)) | CO2e | N |  | 878 | T/YR | PER ROLLING 12-MONTHS | BACT-PSD | OPERATING PERMIT | U | 0 | U | 0 |  |  | 0 |  |  | 0 | 0 | N
PR-0009 | ENERGY ANSWERS ARECIBO PUERTO RICO RENEWABLE ENERGY PROJECT | ENERGY ANSWERS ARECIBO, LLC | ARECIBO | PR |  | USA | MARK GREEN | (347)-351-5248 |  | 2 | OT003 | EPA REGION II | MR. FRANK JON | (212)637-4085 | jon.frank@epa.gov | Ms. Viorica Petriman petriman.viorica@epa.gov | R2-PSD 1 | 4953 | 221119 | FRL-9911-10-Region 2 | 11/11/2012 &nbsp;ACT | 04/10/2014 &nbsp;ACT | 2014-10-14 | 2016-05-05 | A |  | Energy Answers Arecibo is a new resource recovery facility capable of producing up to 77 megawatts (MW) of electrical power while combusting municipal solid waste, as the primary fuel. | This is a PSD permit for a new/greenfield facility. | Emergency Diesel Generator | 17.11 | ULSD Fuel oil # 2 | 0 |  | Emergency Generator is rated at 670 BHP and is limited to 500 hr per year (emergency and testing and maintenance, combined) | Carbon Dioxide Equivalent (CO2e) | Unspecified | (Greenhouse Gasses (GHG)) | CO2e | N |  | 183 | T/YR |  | BACT-PSD |  | U | 0 | U | 0 |  |  | 0 |  |  | 0 | 0 | N
*PA-0309 | LACKAWANNA ENERGY CTR/JESSUP | LACKAWANNA ENERGY CENTER, LLC | LACKAWANNA | PA | 18434 | USA |  |  |  | 3 | PA001 | PENNSYLVANIA DEPT OF ENVIRONMENTAL PROTECTION, BUREAU OF AIR QUALITY | MR. ROBERT COOK | (717)772-3974 | rwcook@pa.gov |  | 35-00069A | 4911 | 221112 | 110069993385 | 07/11/2014 &nbsp;ACT | 12/23/2015 &nbsp;ACT | 2017-07-18 | 2017-07-20 | A |  | This plan approval is for the construction and temporary operation of three (3) identical General Electric Model 7HA.02 natural gas fired combustion turbines and heat recovery steam generator with duct burners (CT/HRSG). Each CT/HRSG combined-cycle process block includes one (1) combustion gas turbine and one (1) heat recovery steam generator with duct burners with all three (3) CT/HRSG sharing one (1) steam turbine. The entire power block is rated at 1,500 MW. Additional equipment includes: one (1) 2,000 kW diesel-fired emergency generator one (1) 315 HP diesel-fired emergency fire water pump one (1) 184.8 MM BTU/hr natural gas fired boiler one (1) 12 MMBTU/hr natural gas fuel gas heater two (2) Diesel fuel storage tanks four (4) lubricating oil tanks one (1) aqueous ammonia storage tank |  | 2000 kW Emergency Generator | 17.11 | Ultra-low sulfur Diesel | 0 |  | To allow maintenance of vital plant loads during power outages or maintenance of the switchyard. | Carbon Dioxide Equivalent (CO2e) | Unspecified | (Greenhouse Gasses (GHG)) | CO2e | N |  | 81 | TONS | 12-MONTH ROLLING BASIS | BACT-PSD |  | U | 0 | U | 0 |  |  | 0 |  |  | 0 | 0 | N
OK-0164 | MIDWEST CITY AIR DEPOT | TINKER AIR FORCE BASE LOGISTICS CENTER | OKLAHOMA | OK | 73145 | USA | COL. CHRISTOPHER AZZANO | 405-734-2102 | 72ABW.WORKFLOW@TINKER.AF.MIL | 6 | OK001 | OKLAHOMA DEPARTMENT OF ENVIRONMENTAL QUALITY | MR. LEE WARDEN | (405)702-4182 | LEE.WARDEN@DEQ.OK.GOV |  | 2009-394-C(M-2)PSD | 9711 | 928110 | 109-00090 | 04/09/2014 &nbsp;ACT | 01/08/2015 &nbsp;ACT | 2015-08-07 | 2016-07-06 | B |  | In February 2011, the U.S. Air Force (USAF) selected the Boeing KC-767 to replace its aging KC-135 tankers and assigned the new aircraft the designation KC-46A. Tinker AFB was selected to perform the programmed depot-level maintenance of the KC-46A aircraft. | Applicant requests authorization to construct facilities to accommodate new workload associated with the KC-46 aircraft. | Jet Engine Testing Cells | 17.11 | KEROSENE TYPE JET FUEL | 65000 | FT-LB THRUST | Test cells for F-139 jet engines (estimated at 52 per year). | Carbon Dioxide Equivalent (CO2e) | Unspecified | (Greenhouse Gasses (GHG)) | CO2e | N |  | 2481 | TONS PER YEAR | 52 F-139 JET ENGINES | BACT-PSD | NSPS | U | 0 | U | 0 |  |  | 0 |  |  | 0 | 0 | N
AK-0082 | POINT THOMSON PRODUCTION FACILITY | EXXON MOBIL CORPORATION | USA | AK |  | USA | MATT REILE | 907 929 4108 | MATTHEW.R.REILE@EXXONMOBIL.COM | 10 | AK001 | ALASKA DEPT OF ENVIRONMENTAL CONS | MR. JIM PLOSAY | (907) 465-5103 | JOHN.KUTERBACH@ALASKA.GOV |  | AQ1201CPT03 | 1382 | 211111 | 110058932561 | 12/13/2013 &nbsp;ACT | 01/23/2015 &nbsp;ACT | 2015-01-28 | 2016-02-19 | C | http://dec.alaska.gov/Applications/Air/airtoolsweb/Home/ViewAttachment/16685549/QXjhK6BJvK3h8EByjhru7Q2 | OIL GAS EXPLORATION AND PRODUCTION FACILITY. | Revise Existing RBLC ID AK-0076 to include pollutants: PM-10 and VOC which now trigger PSD. | Emergency Camp Generators | 17.11 | Ultra Low Sulfur Diesel | 2695 | hp | Three 2,695 hp ULSD-fired Standby Camp Generator Engines. | Carbon Dioxide Equivalent (CO2e) | Unspecified | (Greenhouse Gasses (GHG)) | CO2e | N |  | 2332 | TONS/YEAR | COMBINED | BACT-PSD |  | U | 0 | U | 0 |  |  | 0 |  |  | 0 | 0 | N
AK-0082 | POINT THOMSON PRODUCTION FACILITY | EXXON MOBIL CORPORATION | USA | AK |  | USA | MATT REILE | 907 929 4108 | MATTHEW.R.REILE@EXXONMOBIL.COM | 10 | AK001 | ALASKA DEPT OF ENVIRONMENTAL CONS | MR. JIM PLOSAY | (907) 465-5103 | JOHN.KUTERBACH@ALASKA.GOV |  | AQ1201CPT03 | 1382 | 211111 | 110058932561 | 12/13/2013 &nbsp;ACT | 01/23/2015 &nbsp;ACT | 2015-01-28 | 2016-02-19 | C | http://dec.alaska.gov/Applications/Air/airtoolsweb/Home/ViewAttachment/16685549/QXjhK6BJvK3h8EByjhru7Q2 | OIL GAS EXPLORATION AND PRODUCTION FACILITY. | Revise Existing RBLC ID AK-0076 to include pollutants: PM-10 and VOC which now trigger PSD. | Fine Water Pumps | 17.11 | Ultra Low Sulfur Diesel | 610 | hp | Two ULSD-fired 610 hp Fine Water Pumps | Carbon Dioxide Equivalent (CO2e) | Unspecified | (Greenhouse Gasses (GHG)) | CO2e | N |  | 565 | TONS/YEAR | COMBINED | BACT-PSD |  | U | 0 | U | 0 |  |  | 0 |  |  | 0 | 0 | N
AK-0082 | POINT THOMSON PRODUCTION FACILITY | EXXON MOBIL CORPORATION | USA | AK |  | USA | MATT REILE | 907 929 4108 | MATTHEW.R.REILE@EXXONMOBIL.COM | 10 | AK001 | ALASKA DEPT OF ENVIRONMENTAL CONS | MR. JIM PLOSAY | (907) 465-5103 | JOHN.KUTERBACH@ALASKA.GOV |  | AQ1201CPT03 | 1382 | 211111 | 110058932561 | 12/13/2013 &nbsp;ACT | 01/23/2015 &nbsp;ACT | 2015-01-28 | 2016-02-19 | C | http://dec.alaska.gov/Applications/Air/airtoolsweb/Home/ViewAttachment/16685549/QXjhK6BJvK3h8EByjhru7Q2 | OIL GAS EXPLORATION AND PRODUCTION FACILITY. | Revise Existing RBLC ID AK-0076 to include pollutants: PM-10 and VOC which now trigger PSD. | Bulk Tank Generator Engines | 17.11 | Ultra Low Sulfur Diesel | 891 | hp | Two ULSD-fired 891 hp Bulk Tank Storage Area Generator Engines | Carbon Dioxide Equivalent (CO2e) | Unspecified | (Greenhouse Gasses (GHG)) | CO2e | N |  | 7194 | TONS/YEAR | COMBINED | BACT-PSD |  | U | 0 | U | 0 |  |  | 0 |  |  | 0 | 0 | N
*PA-0311 | MOXIE FREEDOM GENERATION PLANT | MOXIE FREEDOM LLC | LUZERNE | PA | 18603 | USA |  |  |  | 3 | PA001 | PENNSYLVANIA DEPT OF ENVIRONMENTAL PROTECTION, BUREAU OF AIR QUALITY | MR. ROBERT COOK | (717)772-3974 | rwcook@pa.gov |  | 40-00129A | 4911 | 221112 | 110064098541 | 10/06/2014 &nbsp;ACT | 09/01/2015 &nbsp;ACT | 2017-07-28 | 2017-07-31 | A |  | The Project is for the construction and operation of two identical 1 x 1 power blocks, each consisting of a combustion gas turbine (CGT or CT) and a steam turbine (ST) configured in single shaft alignment, where each CT and ST train share one common electric generator. The turbines to be used for this project are Two General Electric (GE) 7HA.02 CTs, each in 1 x 1 single shaft combined- cycle power islands. Each CT and duct burner will exclusively fire pipeline-quality natural gas. The HRSGs will be equipped with selective catalytic reduction (SCR) to minimize nitrogen oxide (NOx) emissions and oxidation catalysts to minimize carbon monoxide (CO) and volatile organic compound (VOC) emissions from the CTs and DBâ€™s. The Project will also include several pieces of ancillary equipment. The list of equipment includes: One fuel gas dew-point heater - natural gas fired, common for all CTs Two CT inlet evaporative coolers - one for each CT (not emissions sources) Two air-cooled condensers (ACCs) - one for each HRSG (not emissions sources) One auxiliary boiler, natural gas-fired One diesel engine powered emergency generator One diesel engine powered fire water pump Diesel fuel, lubricating oil, and aqueous ammonia storage tanks The project once operational will produce 1050 MW Electric Generation |  | Emergency Generator | 17.11 |  | 0 |  | Sulfur content of the diesel fuel combusted by the emergency diesel generator shall not exceed 15 ppm. Shall maintain and operate the source in accordance with good engineering practice. | Carbon Dioxide Equivalent (CO2e) | Unspecified | (Greenhouse Gasses (GHG)) | CO2e | N |  | 44 | TPY | 12-MONTH ROLLING BASIS | BACT-PSD | NSPS | U | 0 | U | 0 |  |  | 0 |  |  | 0 | 0 | N
*PA-0311 | MOXIE FREEDOM GENERATION PLANT | MOXIE FREEDOM LLC | LUZERNE | PA | 18603 | USA |  |  |  | 3 | PA001 | PENNSYLVANIA DEPT OF ENVIRONMENTAL PROTECTION, BUREAU OF AIR QUALITY | MR. ROBERT COOK | (717)772-3974 | rwcook@pa.gov |  | 40-00129A | 4911 | 221112 | 110064098541 | 10/06/2014 &nbsp;ACT | 09/01/2015 &nbsp;ACT | 2017-07-28 | 2017-07-31 | A |  | The Project is for the construction and operation of two identical 1 x 1 power blocks, each consisting of a combustion gas turbine (CGT or CT) and a steam turbine (ST) configured in single shaft alignment, where each CT and ST train share one common electric generator. The turbines to be used for this project are Two General Electric (GE) 7HA.02 CTs, each in 1 x 1 single shaft combined- cycle power islands. Each CT and duct burner will exclusively fire pipeline-quality natural gas. The HRSGs will be equipped with selective catalytic reduction (SCR) to minimize nitrogen oxide (NOx) emissions and oxidation catalysts to minimize carbon monoxide (CO) and volatile organic compound (VOC) emissions from the CTs and DBâ€™s. The Project will also include several pieces of ancillary equipment. The list of equipment includes: One fuel gas dew-point heater - natural gas fired, common for all CTs Two CT inlet evaporative coolers - one for each CT (not emissions sources) Two air-cooled condensers (ACCs) - one for each HRSG (not emissions sources) One auxiliary boiler, natural gas-fired One diesel engine powered emergency generator One diesel engine powered fire water pump Diesel fuel, lubricating oil, and aqueous ammonia storage tanks The project once operational will produce 1050 MW Electric Generation |  | Fire Pump Engine | 17.11 | diesel | 0 |  | Sulfur content of the diesel fuel combusted by the fire engine pump shall not exceed 15 ppm. Shall maintain and operate the source in accordance with good engineering practice. | Carbon Dioxide Equivalent (CO2e) | Unspecified | (Greenhouse Gasses (GHG)) | CO2e | N |  | 14 | TPY | 12-MONTH ROLLING BASIS | BACT-PSD | NSPS | U | 0 | U | 0 |  |  | 0 |  |  | 0 | 0 | N
LA-0292 | HOLBROOK COMPRESSOR STATION | CAMERON INTERSTATE PIPELINE LLC | CALCASIEU | LA | 70000 | USA | HUGH BERGLUND | (713) 774-4411 | HBERGLUND@SEMPRAPIPELINES.COM | 6 | LA001 | LOUISIANA DEPARTMENT OF ENV QUALITY | MR. BRYAN D. JOHNSTON | (225)219-3450 | BRYAN.JOHNSTON@LA.GOV | Permit writer: Dawei Pan, (225) 219-3413 or dawei.pan@la.gov | PSD-LA-769(M-1) | 4922 | 486210 | 110058896388 | 09/15/2015 &nbsp;ACT | 01/22/2016 &nbsp;ACT | 2016-08-04 | 2016-09-19 | A |  | Natural gas compressor station supporting the Cameron LNG Facility in Hackberry, Cameron Parish, Louisiana | Complete application date = date of administrative completeness | Emergency Generators No. 1 &amp; No. 2 | 17.11 | Diesel | 1341 | HP |  | Carbon Dioxide Equivalent (CO2e) | Unspecified | (Greenhouse Gasses (GHG)) | CO2e | N |  | 77 | TPY | ANNUAL MAXIMUM | BACT-PSD | OPERATING PERMIT | U | 0 | U | 0 |  |  | 0 |  |  | 0 | 0 | N |  | BACT is to limit annual CO2e emissions to 77 TPY per emergency generator.

## GHG Edit
RBLCID | FACILITY_NAME | CORPORATE_OR_COMPANY_NAME | FACILITY_COUNTY | FACILITY_STATE | FACILITY_ZIP_CODE | FACILITY_COUNTRY | FACILTY_CONTACT_NAME | FACILITY_PHONE | FACILITY_CONTACT_EMAIL | EPA_REGION | AGENCY_CODE | AGENCY_NAME | AGENCY_CONTACT | AGENCY_PHONE | AGENCY_EMAIL | OTHER_AGENCY_CONTACT_INFO | PERMIT_NUM | SIC_CODE | NAICS_CODE | FACILITY_REGISTRY_SYSTEM_NUMBER | COMPLETE_APPLICATION_DATE | PERMIT_ISSUANCE_DATE | DATE_DETERMINATION_ENTERED_INTO_RBLC | DATE_DETERMINATION_LAST_UPDATED | PERMIT_TYPE | PERMIT_URL | FACILITY_DESCRIPTION | PERMIT_NOTES | PROCESS_NAME | PROCCESS_TYPE | PRIMARY_FUEL | THROUGHPUT | THROUGHPUT_UNIT | PROCESS_NOTES | POLLUTANT | TESTMETHOD | POLLUTANT_GROUP(S) | CAS_NUMBER | CONTROL_METHOD_CODE | CONTROL_METHOD_DESCRIPTION | EMISSION_LIMIT_1 | EMISSION_LIMIT_1_UNIT | EMISSION_LIMIT_1_AVG_TIME_CONDITION | CASE-BY-CASE_BASIS | OTHER_ APPLICABLE_REQUIREMENTS | OTHER_FACTORS | PERCENT_EFFICIENCY | COMPLIANCE_VERIFIED | EMISSION_LIMIT_2 | EMISSION_LIMIT_2_UNIT | EMISSION_LIMIT_2_AVGERAGE_TIME_CONDITION | STANDARAD_EMISSION_LIMIT | STANDARD_EMISSION_LIMIT_UNIT | STANDARD_LIMIT_AVERAGE_TIME_CONDITION | COST_EFFECTIVENESS | INCREMENTAL_COST_EFFECTIVENESS | Cost_Verified | DOLLAR_YEAR_USED_IN_COST_ESTIMATES | POLLUTANT_COMPLIANCE_NOTES
IN-0185 | MAG PELLET LLC | MAG PELLET LLC | WHITE | IN | 47980 | USA | BARB MANSFIELD | 5742974227 |  | 5 | IN001 | INDIANA DEPT OF ENV MGMT, OFC OF AIR | MR. MATT STUCKEY | (317) 233-0203 | mstuckey@idem.in.gov | JULIE ALEXANDER JUALEXAN@IDEM.IN.GOV (317) 233-1782 JENNY ACKER JLACKER@IDEM.IN.GOV 317-234-5285 | 181-33965-00054 | 1011 | 212210 | 110055584363 | 12/09/2013 &nbsp;ACT | 04/24/2014 &nbsp;ACT | 2014-08-12 | 2016-05-13 | D | HTTP://PERMITS.AIR.IDEM.IN.GOV/33965F.PDF | A STATIONARY IRON ORE CONCENTRATE PELLETIZING PLANT |  | DIESEL FIRE PUMP | 17.11 | DIESEL | 300 | HP |  | Carbon Dioxide Equivalent (CO2e) | Unspecified | (Greenhouse Gasses (GHG)) | CO2e | N |  | 31.11 | CO2E |  | BACT-PSD |  |  | 0 |  | 500 | H |  | 0 |  |  | 0 | 0 | N |  | USE OF GOOD COMBUSTION PRACTICES
FL-0338 | SAKE PROSPECT DRILLING PROJECT | BHP BILLITON PETROLEUM, INC. |  | FL |  | USA |  |  |  | 4 | OT005 | EPA REGION IV | MS. KATY R. FORNEY | (404) 562-9130 | forney.kathleen@epa.gov |  | OCS-EPA-R4008 | 1381 | 211111 | NA | 03/10/2011 &nbsp;ACT | 05/30/2012 &nbsp;ACT | 2014-02-28 | 2016-05-04 | A | http://www.regulations.gov/#!documentDetail;D=EPA-R04-OAR-2012-0239-0037 | The facility consists of a mobile offshore drilling unit (MODU) using either the Transocean ultra-deepwater C.R. Luigs or the Transocean semisubmersible DD1 to conduct exploratory oil and natural gas drilling in lease blocks within the DeSoto Canyon area of the Gulf of Mexico. | The United States Environmental Protection Agency (EPA) issued this permit pursuant to section 328 of the CAA, 42 U.S.C. Â§ 7627, and the implementing OCS Air Regulations at 40 CFR part 55, which incorporate by reference the PSD Regulations at 40 CFR Â§ 52.21 and the title V Operating Permit Program at 40 CFR part 71. This permit is based upon application materials submitted to EPA by BHP Billiton Petroleum, Inc. (BHPB), dated October 14, 2010, February 9, 2011, September 30, 2011, October 14, 2011, December 21, 2011, January 18, 2012, supplemental submittals in the administrative record for this permit action, and upon the technical analysis performed by EPA. | Main Propulsion Engines - Development Driller 1 | 17.11 | Diesel | 0 |  | Development Driller 1 has eight identical 2002 Caterpillar Model 3612-DITA, 5096 hp diesel electric engines. | Carbon Dioxide Equivalent (CO2e) | Unspecified | (Greenhouse Gasses (GHG)) | CO2e | B | Use of good combustion practices based on the current manufacturerâ€™s specifications for these engines, and additional enhanced work practice standards including an engine performance management system, positive crankcase ventilation, turbocharger with aftercooler, and high pressure fuel injection with aftercooler. | 829 | G/KW-H | 24-HOUR ROLLING | BACT-PSD | OPERATING PERMIT | U | 0 | U | 0 |  |  | 0 |  |  | 0 | 0 | N
FL-0338 | SAKE PROSPECT DRILLING PROJECT | BHP BILLITON PETROLEUM, INC. |  | FL |  | USA |  |  |  | 4 | OT005 | EPA REGION IV | MS. KATY R. FORNEY | (404) 562-9130 | forney.kathleen@epa.gov |  | OCS-EPA-R4008 | 1381 | 211111 | NA | 03/10/2011 &nbsp;ACT | 05/30/2012 &nbsp;ACT | 2014-02-28 | 2016-05-04 | A | http://www.regulations.gov/#!documentDetail;D=EPA-R04-OAR-2012-0239-0037 | The facility consists of a mobile offshore drilling unit (MODU) using either the Transocean ultra-deepwater C.R. Luigs or the Transocean semisubmersible DD1 to conduct exploratory oil and natural gas drilling in lease blocks within the DeSoto Canyon area of the Gulf of Mexico. | The United States Environmental Protection Agency (EPA) issued this permit pursuant to section 328 of the CAA, 42 U.S.C. Â§ 7627, and the implementing OCS Air Regulations at 40 CFR part 55, which incorporate by reference the PSD Regulations at 40 CFR Â§ 52.21 and the title V Operating Permit Program at 40 CFR part 71. This permit is based upon application materials submitted to EPA by BHP Billiton Petroleum, Inc. (BHPB), dated October 14, 2010, February 9, 2011, September 30, 2011, October 14, 2011, December 21, 2011, January 18, 2012, supplemental submittals in the administrative record for this permit action, and upon the technical analysis performed by EPA. | Main Propulsion Engines - C.R. Luigs | 17.11 | Diesel | 5875 | hp | C.R. Luigs has 8 identical MAN B&W 9L32/40-47 5,875 hp diesel electric engines. | Carbon Dioxide Equivalent (CO2e) | Unspecified | (Greenhouse Gasses (GHG)) | CO2e | B | Use of good combustion practices based on the current manufacturerâ€™s specifications for these engines, and additional enhanced work practice standards including an engine performance management system and the Diesel Engines with Turbochargers measurement system, positive crankcase ventilation, turbocharger and aftercooler, and high pressure fuel injection with aftercooler. | 705 | G/KW-H | 24-HOUR ROLLING | BACT-PSD | OPERATING PERMIT | U | 0 | U | 0 |  |  | 0 |  |  | 0 | 0 | N
TX-0766 | GOLDEN PASS LNG EXPORT TERMINAL | GOLDEN PASS PRODUCTS, LLC | JEFFERSON | TX |  | USA | BOB TOMLINSON | 713-860-6348 |  | 6 | TX001 | TEXAS COMMISSION ON ENVIRONMENTAL QUALITY (TCEQ) | MS. ANNE INMAN | (512) 239-1267 | anne.inman@tceq.texas.gov | Erik Hendrickson, (512) 239-1095, Erik.Hendrickson@TCEQ.Texas.gov | 116055, PSDTX1386, GHGPSDTX100 | 4922 | 486210 | UNKNOWN | 04/03/2015 &nbsp;ACT | 09/11/2015 &nbsp;ACT | 2015-09-21 | 2016-07-06 | B |  | Liquefied natural gas (LNG) export terminal. |  | Emergency Engine Generators | 17.11 | Diesel | 750 | hp | Six diesel engines at site. | Carbon Dioxide Equivalent (CO2e) | Unspecified | (Greenhouse Gasses (GHG)) | CO2e | P | Equipment specifications & work practices - Good combustion practices and limited operational hours | 40 | HR/YR |  | BACT-PSD |  | N | 0 | U | 123 | TPY |  | 0 |  |  | 0 | 0 | N
MI-0402 | SUMPTER POWER PLANT | WOLVERINE POWER SUPPLY COOPERATIVE INC. | WAYNE | MI | 48111 | USA | BRIAN WARNER | 231-775-5700 | BWARNER@WPSCI.COM | 5 | MI001 | MICHIGAN DEPT OF ENVIRONMENTAL QUALITY | MS. CINDY SMITH | (517)284-6802 | SMITHC17@MICHIGAN.GOV | Please contact permit engineer Julie Brunner at 517-373-7088 or brunnerj1@michigan.gov for questions related to this permit. Thank you. | 81-11 | 4911 | 221112 | 2616305315 | 05/27/2011 &nbsp;ACT | 11/17/2011 &nbsp;ACT | 2012-11-30 | 2016-05-04 | D |  | Utility--Natural gas fired combustion turbine | Other Facility Wide Pollutants not listed below: PM10 = 14.8 tpy PM2.5 = 14.8 tpy CO2e = 232,639 tpy | Diesel fuel-fired combustion engine (RICE) | 17.11 | Diesel | 732 | HP | Diesel fuel-fired engine for emergency. | Carbon Dioxide Equivalent (CO2e) | Unspecified | (Greenhouse Gasses (GHG)) | CO2e | P | Good combustion practices | 716.6 | LB/H | TEST | BACT-PSD | NSPS , NESHAP , OTHER | N | 0 | N | 0 |  |  | 0 |  |  | 0 | 0 | N |  | Top ranking option
WV-0025 | MOUNDSVILLE COMBINED CYCLE POWER PLANT | MOUNDSVILLE POWER, LLC | MARSHALL | WV | 26041 | USA | JON WILLIAMS | 716-856-3333 | JMWILLIAMS@MOUNDSVILLE-POWER.COM | 3 | WV001 | WEST VIRGINIA DEPT. OF ENVRIONMENTAL PROTECTION; DIV. OF AIR QUALITY | MR. JOE KESSLER, PE | (304)926-0499X1219 | Joseph.r.kessler@wv.gov | Permit Writer: Mr. Steve Pursley, PE WV Division of Air Quality 304-926-0499 x1218 | R14-0030 | 4911 | 221112 | Not Found | 05/14/2014 &nbsp;ACT | 11/21/2014 &nbsp;ACT | 2015-01-05 | 2018-05-01 | U |  | Nominal 549 mW(output) natural gas-fired combined cycle power plant. |  | Emergency Generator | 17.11 | Diesel | 2015.7 | HP | Nominal 1,500 kW. Limited to 100 hours/year. | Carbon Dioxide Equivalent (CO2e) | Unspecified | (Greenhouse Gasses (GHG)) | CO2e | N |  | 2416 | LB/H |  | BACT-PSD |  | U | 0 | U | 0 |  |  | 0 |  |  | 0 | 0 | N
*MA-0043 | MIT CENTRAL UTILITY PLANT | MASSACHUSETTS INSTITUTE OF TECHNOLOGY | MIDDLESEX | MA | 2139 | USA | ZHANNA DAVIDOVITZ | 6174522510 | ZHANNA@MIT.EDU | 1 | MA001 | MASSACHUSETTS DEPT OF ENVIRONMENTAL PROTECTION | MR. MARC WOLMAN | (617)292-5515 | marc.wolman@state.ma.us. | Edward Braczyk MassDEP Northeast Regional Office 205B Lowell Street Wilmington, MA 01887 (978) 694-3289 Edward.Braczyk@state.ma.us | NE-15-018 | 8221 | 611310 | 110028279271 | 04/03/2017 &nbsp;ACT | 06/21/2017 &nbsp;ACT | 2017-07-05 | 2017-11-27 | D |  | MIT proposes to construct and operate two new 22 megawatt (MW) combined heat and power (CHP) combustion turbines/heat recovery steam generators and a new cold start engine at its existing Central Utility Plant. | http://www.mass.gov/eea/agencies/massdep/air/approvals/air-permits-and-approvals-issued-to-facilities.html | Cold Start Engine | 17.11 | ULSD | 19.04 | MMBTU/HR | CAT DM8263 or equivalent. â‰¤ 8 hours of operation per day, â‰¤ 300 hours of operation per consecutive 12-month period, S in ULSD: â‰¤0.0015% by weight. | Carbon Dioxide Equivalent (CO2e) | Unspecified | (Greenhouse Gasses (GHG)) | CO2e | N |  | 163.61 | LB/MMBTU |  | BACT-PSD | SIP , OPERATING PERMIT | U | 0 | U | 3115 | LB/HR |  | 0 |  |  | 0 | 0 | N |  | CO2e: â‰¤467.3 tons per consecutive twelve month period.
MA-0039 | SALEM HARBOR STATION REDEVELOPMENT | FOOTPRINT POWER SALEM HARBOR DEVELOPMENT LP | ESSEX | MA | 1970 | USA | SCOTT SILVERSTEIN |  |  | 1 | MA001 | MASSACHUSETTS DEPT OF ENVIRONMENTAL PROTECTION | MR. MARC WOLMAN | (617)292-5515 | marc.wolman@state.ma.us. | Cosmo Buttaro MassDEP Northeast Regional Office 205B Lowell Street Wilmington, MA 01887 (978) 694-3281 Cosmo.Buttaro@State.MA.US | NE-12-022 | 4911 | 221112 | 110000310459 | 09/09/2013 &nbsp;ACT | 01/30/2014 &nbsp;ACT | 2014-09-26 | 2016-05-05 | A | http://www.mass.gov/eea/agencies/massdep/air/approvals/air-permits-and-approvals-issued-to-facilities.html | Footprint Power Salem Harbor Development LP (the Permittee) proposes to construct and operate a nominal 630 Megawatt (MW) natural gas fired, quick start (capable of producing 300 MW within 10 minutes of startup) combined cycle electric generating facility (the Facility) at Salem Harbor Station. With duct firing, the proposed Facility will be capable of generating an additional 62 MW, for a total of 692 MW. Emission units include two 315 MW (nominal) GE Model 107F Series 5 combustion turbine generators, each with dedicated heat recovery steam generator, duct burner and 31 MW (estimated) steam turbine generator, dispatchable independently of one another by ISO-NE; one 80 mmBtu/hr auxiliary boiler, one 750 kW emergency engine-generator, and one 371 bhp emergency engine-fire-pump. | separate PSD permit under delegated program, and CPA approval (including nonattainment major NSR for NOx as ozone precursor, and state minor NSR for other pollutants) other facility-wide emission limits (not listed in next section): GHG(CO2e): 2,279,530 TPY CO2: 2,277,333 TPY H2SO4: 19.0 TPY | Emergency Engine/Generator | 17.11 | ULSD | 7.4 | MMBTU/H | â‰¤ 300 hours of operation per 12-month rolling period S in ULSD: â‰¤0.0015% by weight | Carbon Dioxide Equivalent (CO2e) | Unspecified | (Greenhouse Gasses (GHG)) | CO2e | N |  | 162.85 | LB/MMBTU |  | BACT-PSD | SIP , OPERATING PERMIT | U | 0 | U | 0 |  |  | 0 |  |  | 0 | 0 | N
FL-0338 | SAKE PROSPECT DRILLING PROJECT | BHP BILLITON PETROLEUM, INC. |  | FL |  | USA |  |  |  | 4 | OT005 | EPA REGION IV | MS. KATY R. FORNEY | (404) 562-9130 | forney.kathleen@epa.gov |  | OCS-EPA-R4008 | 1381 | 211111 | NA | 03/10/2011 &nbsp;ACT | 05/30/2012 &nbsp;ACT | 2014-02-28 | 2016-05-04 | A | http://www.regulations.gov/#!documentDetail;D=EPA-R04-OAR-2012-0239-0037 | The facility consists of a mobile offshore drilling unit (MODU) using either the Transocean ultra-deepwater C.R. Luigs or the Transocean semisubmersible DD1 to conduct exploratory oil and natural gas drilling in lease blocks within the DeSoto Canyon area of the Gulf of Mexico. | The United States Environmental Protection Agency (EPA) issued this permit pursuant to section 328 of the CAA, 42 U.S.C. Â§ 7627, and the implementing OCS Air Regulations at 40 CFR part 55, which incorporate by reference the PSD Regulations at 40 CFR Â§ 52.21 and the title V Operating Permit Program at 40 CFR part 71. This permit is based upon application materials submitted to EPA by BHP Billiton Petroleum, Inc. (BHPB), dated October 14, 2010, February 9, 2011, September 30, 2011, October 14, 2011, December 21, 2011, January 18, 2012, supplemental submittals in the administrative record for this permit action, and upon the technical analysis performed by EPA. | Emergency Generator Diesel Engine - Development Driller 1 | 17.11 | Diesel | 2229 | hp |  | Carbon Dioxide Equivalent (CO2e) | Unspecified | (Greenhouse Gasses (GHG)) | CO2e | B | Use of good combustion practices based on the current manufacturerâ€™s specifications for these engines, use of low sulfur diesel fuel, positive crankcase ventilation, turbocharger with aftercooler, high pressure fuel injection with aftercooler | 77.84 | T/12MO ROLLING TOTAL | TONS PER YEAR 12 MONTH ROLLING TOTAL | BACT-PSD | OPERATING PERMIT | U | 0 | U | 0 |  |  | 0 |  |  | 0 | 0 | N
FL-0338 | SAKE PROSPECT DRILLING PROJECT | BHP BILLITON PETROLEUM, INC. |  | FL |  | USA |  |  |  | 4 | OT005 | EPA REGION IV | MS. KATY R. FORNEY | (404) 562-9130 | forney.kathleen@epa.gov |  | OCS-EPA-R4008 | 1381 | 211111 | NA | 03/10/2011 &nbsp;ACT | 05/30/2012 &nbsp;ACT | 2014-02-28 | 2016-05-04 | A | http://www.regulations.gov/#!documentDetail;D=EPA-R04-OAR-2012-0239-0037 | The facility consists of a mobile offshore drilling unit (MODU) using either the Transocean ultra-deepwater C.R. Luigs or the Transocean semisubmersible DD1 to conduct exploratory oil and natural gas drilling in lease blocks within the DeSoto Canyon area of the Gulf of Mexico. | The United States Environmental Protection Agency (EPA) issued this permit pursuant to section 328 of the CAA, 42 U.S.C. Â§ 7627, and the implementing OCS Air Regulations at 40 CFR part 55, which incorporate by reference the PSD Regulations at 40 CFR Â§ 52.21 and the title V Operating Permit Program at 40 CFR part 71. This permit is based upon application materials submitted to EPA by BHP Billiton Petroleum, Inc. (BHPB), dated October 14, 2010, February 9, 2011, September 30, 2011, October 14, 2011, December 21, 2011, January 18, 2012, supplemental submittals in the administrative record for this permit action, and upon the technical analysis performed by EPA. | Emergency Generator Diesel Engine - C.R. Luigs | 17.11 | diesel | 2064 | hp | Caterpillar D3516A 1998 | Carbon Dioxide Equivalent (CO2e) | Unspecified | (Greenhouse Gasses (GHG)) | CO2e | B | Use of good combustion practices based on the current manufacturerâ€™s specifications for these engines, use of low sulfur diesel fuel, positive crankcase ventilation, turbocharger with aftercooler, high pressure fuel injection with aftercooler | 72.06 | T/12MO ROLLING TOTAL | TONS PER YEAR 12 MONTH ROLLING TOTAL | BACT-PSD | OPERATING PERMIT | U | 0 | U | 0 |  |  | 0 |  |  | 0 | 0 | N
*MI-0433 | MEC NORTH, LLC AND MEC SOUTH LLC | MARSHALL ENERGY CENTER LLC | CALHOUN | MI | 49068 | USA | WILLARD LADD | 914-468-2402 | WLADD@DEVELOPMENTPARTNERS.COM | 5 | MI001 | MICHIGAN DEPT OF ENVIRONMENTAL QUALITY | MS. CINDY SMITH | (517)284-6802 | SMITHC17@MICHIGAN.GOV | There are two plants (MEC North, LLC and MEC South, LLC) that will operate as separate entities but they are considered a single stationary source and the installation of the two new plants was reviewed as a single project. There are two Air Permits to Install for the two plants (167-17 and 168-17). For technical questions regarding either of the two permits, please contact the permit engineer Ms. Catherine Asselin at 517-284-6786 or at asselinc@michigan.gov. Thank you. | 167-17 AND 168-17 | 4911 | 221112 | Not Found | 05/22/2018 &nbsp;ACT | 06/29/2018 &nbsp;ACT | 2018-08-17 | 2018-08-22 | A |  | Natural gas combined cycle power plant (two plants: north and south) | There are two plants that will operate as separate entities and each received a separate Air Permit to Install, but they are considered one stationary source and were reviewed as one project. | EUEMENGINE (North Plant): Emergency Engine | 17.11 | Diesel | 1341 | HP | A 1,341 HP (1,000 kilowatts (KW)) diesel-fired emergency engine with a model year of 2011 or later, and a displacement of <10 liters/cylinder. The engine is designed to be compliant with Tier IV emission standards. Equipped with a diesel particulate filter. | Carbon Dioxide Equivalent (CO2e) | Unspecified | (Greenhouse Gasses (GHG)) | CO2e | P | Good combustion practices. | 383 | T/YR | 12-MO. ROLLING TIME PERIOD | BACT-PSD |  | N | 0 | N | 0 |  |  | 0 |  |  | 0 | 0 | N
*MI-0433 | MEC NORTH, LLC AND MEC SOUTH LLC | MARSHALL ENERGY CENTER LLC | CALHOUN | MI | 49068 | USA | WILLARD LADD | 914-468-2402 | WLADD@DEVELOPMENTPARTNERS.COM | 5 | MI001 | MICHIGAN DEPT OF ENVIRONMENTAL QUALITY | MS. CINDY SMITH | (517)284-6802 | SMITHC17@MICHIGAN.GOV | There are two plants (MEC North, LLC and MEC South, LLC) that will operate as separate entities but they are considered a single stationary source and the installation of the two new plants was reviewed as a single project. There are two Air Permits to Install for the two plants (167-17 and 168-17). For technical questions regarding either of the two permits, please contact the permit engineer Ms. Catherine Asselin at 517-284-6786 or at asselinc@michigan.gov. Thank you. | 167-17 AND 168-17 | 4911 | 221112 | Not Found | 05/22/2018 &nbsp;ACT | 06/29/2018 &nbsp;ACT | 2018-08-17 | 2018-08-22 | A |  | Natural gas combined cycle power plant (two plants: north and south) | There are two plants that will operate as separate entities and each received a separate Air Permit to Install, but they are considered one stationary source and were reviewed as one project. | EUEMENGINE (South Plant): Emergency Engine | 17.11 | Diesel | 1341 | HP | A 1,341 HP (1,000 kilowatts (kW)) diesel-fired emergency engine with a model year of 2011 or later, and a displacement of <10 liters/cylinder. The engine is designed to be compliant with Tier IV emission standards. Equipped with a diesel particulate filter. | Carbon Dioxide Equivalent (CO2e) | Unspecified | (Greenhouse Gasses (GHG)) | CO2e | P | Good combustion practices. | 383 | T/YR | 12-MO ROLLING TIME PERIOD | BACT-PSD |  | N | 0 | N | 0 |  |  | 0 |  |  | 0 | 0 | N
*MI-0435 | BELLE RIVER COMBINED CYCLE POWER PLANT | DTE ELECTRIC COMPANY | ST. CLAIR | MI | 48054 | USA | MATTHEW PAUL | 313-235-3374 | MATTHEW.PAUL@DTEENERGY.COM | 5 | MI001 | MICHIGAN DEPT OF ENVIRONMENTAL QUALITY | MS. CINDY SMITH | (517)284-6802 | SMITHC17@MICHIGAN.GOV | For technical questions regarding the permit, please contact the permit engineer, Mr. John Vial, at 517-284-6805 or at vialj@michigan.gov. Thank you. | 19-18 | 4911 | 221112 | Not Found | 06/22/2018 &nbsp;ACT | 07/16/2018 &nbsp;ACT | 2018-08-23 | 2018-08-24 | B |  | Natural gas combined-cycle power plant | The new combined cycle plant is proposed to be located near DTE's existing Belle River and St. Clair coal fired power plants. The three plants will be considered a single stationary source. It will have a capacity of 1,150 megawatts. | EUEMENGINE: Emergency engine | 17.11 | Diesel | 2 | MW | A nominal 2 MW diesel-fueled emergency engine with a model year of 2011 or later, and a displacement of <10 liters/cylinder. The engine is an EPA Tier 2 certified engine subject to NSPS IIII. | Carbon Dioxide Equivalent (CO2e) | Unspecified | (Greenhouse Gasses (GHG)) | CO2e | P | Energy efficient design. | 161 | T/YR | 12-MO ROLLING TIME PERIOD | BACT-PSD |  | N | 0 | N | 0 |  |  | 0 |  |  | 0 | 0 | N
MI-0406 | RENAISSANCE POWER LLC | LS POWER DEVELOPMENT LLC | MONTCALM | MI | 48811 | USA | BRADLEY COOLEY | 636-534-3268 | BCOOLEY@LSPOWER.COM | 5 | MI001 | MICHIGAN DEPT OF ENVIRONMENTAL QUALITY | MS. CINDY SMITH | (517)284-6802 | SMITHC17@MICHIGAN.GOV | Please contact the permit engineer, Melissa Byrnes, at 517-284-6790 or at BYRNESM@michigan.gov for technical questions regarding this permit. Thank you. | 51-13 | 4911 | 221112 | 2611705287 | 07/13/2013 &nbsp;ACT | 11/01/2013 &nbsp;ACT | 2014-03-19 | 2016-07-07 | C |  | For technical questions regarding this permit, please contact the permit engineer, Melissa Byrnes, at 517-284-6790. Thank you. | Other facility-wide pollutants not listed below (tpy): PM10=211.19+ PM2.5=205.24+ Lead=0.0027+ CO2e=5,398,441+ Sulfuric Acid Mist=5.67+ | FG-EMGEN7-8; Two (2) 1,000kW diesel-fueled emergency reciprocating internal combustion engines | 17.11 | Diesel | 1000 | kW | 1,000 kW (1,502 hp) each; hours restriction = 500 hours each per year. | Carbon Dioxide Equivalent (CO2e) | Unspecified | (Greenhouse Gasses (GHG)) | CO2e | P | Good combustion practices. | 1731.4 | T/YR | TEST PROTOCOL; BOTH UNITS COMBINED | BACT-PSD |  | N | 0 | N | 0 |  |  | 0 |  |  | 0 | 0 | N |  | The CO2e limit of 1731.4 tpy applies to both units combined.
MI-0421 | GRAYLING PARTICLEBOARD | ARAUCO NORTH AMERICA | CRAWFORD | MI | 49738 | USA | RICH WEBER | 803-431-2046 | RICH.WEBER@ARAUCO-NA.COM | 5 | MI001 | MICHIGAN DEPT OF ENVIRONMENTAL QUALITY | MS. CINDY SMITH | (517)284-6802 | SMITHC17@MICHIGAN.GOV | Please contact the permit engineer, Mr. Andrew Drury, at 517-284-6792 or at drurya@michigan.gov for technical questions related to the permit. Thank you. | 59-16 | 2493 | 321219 | Not Found | 06/30/2016 &nbsp;ACT | 08/26/2016 &nbsp;ACT | 2017-01-27 | 2017-07-20 | A |  | Particleboard manufacturing |  | Emergency Diesel Generator Engine (EUEMRGRICE in FGRICE) | 17.11 | Diesel | 500 | H/YR | One emergency diesel generator engine rated at 1600 kW (EUEMRGRICE in FGRICE). | Carbon Dioxide Equivalent (CO2e) | Unspecified | (Greenhouse Gasses (GHG)) | CO2e | P | Good combustion and design practices. | 223 | T/YR | BASED UPON A 12-MO ROLLING TIME PERIOD | BACT-PSD |  | N | 0 | N | 0 |  |  | 0 |  |  | 0 | 0 | N |  | The hours of operation are limited to 200 hours per year for the emergency generator engine. Based on the limited operation, add on control would not be cost effective.
MI-0421 | GRAYLING PARTICLEBOARD | ARAUCO NORTH AMERICA | CRAWFORD | MI | 49738 | USA | RICH WEBER | 803-431-2046 | RICH.WEBER@ARAUCO-NA.COM | 5 | MI001 | MICHIGAN DEPT OF ENVIRONMENTAL QUALITY | MS. CINDY SMITH | (517)284-6802 | SMITHC17@MICHIGAN.GOV | Please contact the permit engineer, Mr. Andrew Drury, at 517-284-6792 or at drurya@michigan.gov for technical questions related to the permit. Thank you. | 59-16 | 2493 | 321219 | Not Found | 06/30/2016 &nbsp;ACT | 08/26/2016 &nbsp;ACT | 2017-01-27 | 2017-07-20 | A |  | Particleboard manufacturing |  | Dieself fire pump engine (EUFIREPUMP in FGRICE) | 17.11 | Diesel | 500 | H/YR | One diesel fire pump engine rated at 400 KW (identified as EUFIREPUMP in FGRICE). | Carbon Dioxide Equivalent (CO2e) | Unspecified | (Greenhouse Gasses (GHG)) | CO2e | P | Good combustion and design practices. | 56 | T/YR | BASED UPON A 12-MO ROLLING TIME PERIOD | BACT-PSD |  | N | 0 | N | 0 |  |  | 0 |  |  | 0 | 0 | N |  | The hours of operation are limited to 500 hours per year for the fire pump engine. Based on the limited operation, add on control would not be cost effective.
MI-0423 | INDECK NILES, LLC | INDECK NILES, LLC | CASS | MI | 49120 | USA | MICHAEL DUBOIS | 847-520-3212 | MDUBOIS@INDECKENERGY.COM | 5 | MI001 | MICHIGAN DEPT OF ENVIRONMENTAL QUALITY | MS. CINDY SMITH | (517)284-6802 | SMITHC17@MICHIGAN.GOV | Please contact the permit engineer, Catherine Asselin at 517-284-6786, or at asselinc@michigan.gov, for technical questions regarding the permit. Thank you. | 75-16 | 4911 | 221112 | Not Found | 10/25/2016 &nbsp;ACT | 01/04/2017 &nbsp;ACT | 2017-06-02 | 2018-03-08 | A |  | Natural gas combined cycle power plant. | The permit includes equipment not entered into the RBLC due to a lack of emission limits or material limits; these include a cold cleaner, a number of space heaters, and two fuel tanks. | EUEMENGINE (Diesel fuel emergency engine) | 17.11 | Diesel Fuel | 22.68 | MMBTU/H | a 2,922 horsepower (HP) (2,179 kilowatts (kW)) diesel fueled emergency engine manufactured in 2011 or later and a displacement of <10 liters/cylinder. Restricted to 4 hours/day, except during emergency conditions and stack testing, and 500 hours/year on a 12-month rolling time period basis. | Carbon Dioxide Equivalent (CO2e) | Unspecified | (Greenhouse Gasses (GHG)) | CO2e | P | Good combustion practices | 928 | T/YR | 12-MO. ROLLING TIME PERIOD | BACT-PSD |  | N | 0 | N | 0 |  |  | 0 |  |  | 0 | 0 | N
MI-0425 | GRAYLING PARTICLEBOARD | ARAUCO NORTH AMERICA | CRAWFORD | MI | 49738 | USA | RICH WEBER | 803-431-2046 | RICH.WEBER@ARAUCO-NA.COM | 5 | MI001 | MICHIGAN DEPT OF ENVIRONMENTAL QUALITY | MS. CINDY SMITH | (517)284-6802 | SMITHC17@MICHIGAN.GOV | Please contact the permit engineer, Mr. Andrew Drury, at 517-284-6792 or at drurya@michigan.gov for technical questions regarding this permit. Thank you. | 59-16A | 2493 | 321219 | Not Found | 03/06/2017 &nbsp;ACT | 05/09/2017 &nbsp;ACT | 2017-08-02 | 2017-11-15 | A |  | Particleboard manufacturing. |  | EUEMRGRICE1 in FGRICE (Emergency diesel generator engine) | 17.11 | Diesel | 500 | H/YR | One emergency diesel generator engine rated at 1500 KW (EUEMRGRICE1 in FGRICE). | Carbon Dioxide Equivalent (CO2e) | Unspecified | (Greenhouse Gasses (GHG)) | CO2e | P | Good combustion and design practices. | 209 | T/YR | 12-MO ROLLING TIME PERIOD | BACT-PSD |  | N | 0 | N | 0 |  |  | 0 |  |  | 0 | 0 | N |  | The hours of operation are limited to 500 hours per year for the emergency generator engine. Based on the limited operation, add on control would not be cost effective.
MI-0425 | GRAYLING PARTICLEBOARD | ARAUCO NORTH AMERICA | CRAWFORD | MI | 49738 | USA | RICH WEBER | 803-431-2046 | RICH.WEBER@ARAUCO-NA.COM | 5 | MI001 | MICHIGAN DEPT OF ENVIRONMENTAL QUALITY | MS. CINDY SMITH | (517)284-6802 | SMITHC17@MICHIGAN.GOV | Please contact the permit engineer, Mr. Andrew Drury, at 517-284-6792 or at drurya@michigan.gov for technical questions regarding this permit. Thank you. | 59-16A | 2493 | 321219 | Not Found | 03/06/2017 &nbsp;ACT | 05/09/2017 &nbsp;ACT | 2017-08-02 | 2017-11-15 | A |  | Particleboard manufacturing. |  | EUEMRGRICE2 in FGRICE (Emergency Diesel Generator Engine) | 17.11 | Diesel | 500 | H/YR | One emergency diesel generator engine rated at 1500 KW (EUEMRGRICE2 in FGRICE). | Carbon Dioxide Equivalent (CO2e) | Unspecified | (Greenhouse Gasses (GHG)) | CO2e | P | Good combustion and design practices. | 70 | T/YR | 12-MO ROLLING TIME PERIOD | BACT-PSD |  | N | 0 | N | 0 |  |  | 0 |  |  | 0 | 0 | N |  | The hours of operation are limited to 500 hours per year for the emergency generator engine. Based on the limited operation, add on control would not be cost effective.
MI-0425 | GRAYLING PARTICLEBOARD | ARAUCO NORTH AMERICA | CRAWFORD | MI | 49738 | USA | RICH WEBER | 803-431-2046 | RICH.WEBER@ARAUCO-NA.COM | 5 | MI001 | MICHIGAN DEPT OF ENVIRONMENTAL QUALITY | MS. CINDY SMITH | (517)284-6802 | SMITHC17@MICHIGAN.GOV | Please contact the permit engineer, Mr. Andrew Drury, at 517-284-6792 or at drurya@michigan.gov for technical questions regarding this permit. Thank you. | 59-16A | 2493 | 321219 | Not Found | 03/06/2017 &nbsp;ACT | 05/09/2017 &nbsp;ACT | 2017-08-02 | 2017-11-15 | A |  | Particleboard manufacturing. |  | EUFIREPUMP in FGRICE (Diesel fire pump engine) | 17.11 | Diesel | 500 | H/YR | One diesel fire pump engine rated at 400 KW (EUFIREPUMP in FGRICE). | Carbon Dioxide Equivalent (CO2e) | Unspecified | (Greenhouse Gasses (GHG)) | CO2e | P | Good combustion and design practices. | 56 | T/YR | 12-MO ROLLING TIME PERIOD | BACT-PSD |  | N | 0 | N | 0 |  |  | 0 |  |  | 0 | 0 | N |  | The hours of operation are limited to 500 hours per year for the fire pump engine. Based on the limited operation, add on control would not be cost effective.
OH-0352 | OREGON CLEAN ENERGY CENTER | ARCADIS, US, INC. | LUCAS | OH | 43616 | USA | LYNN GRESOCK | 978-322-4520 | LYNN.GRESOCK@ARCADIS-US.CO | 5 | OH001 | OHIO ENVIRONMENTAL PROTECTION AGENCY | MR. DANA THOMPSON | 614-644-3701 | Dana.thompson@epa.ohio.gov |  | P0110840 | 4931 | 221112 | 110064669737 | 04/03/2013 &nbsp;ACT | 06/18/2013 &nbsp;ACT | 2013-07-15 | 2016-05-04 | A |  | 799 Megawatt Combined Cycle Combustion Turbine Power Plant | The permit is set up to install either 2 Mitsubishi M501 GAC units or 2 Siemens SGT-8000H units, not both; with dedicated heat recovery steam generators (HRSG), steam turbine generator, and electric generator. | Emergency generator | 17.11 | diesel | 2250 | KW | Emergency diesel fired generator restricted to 500 hours of operation per rolling 12-months. | Carbon Dioxide Equivalent (CO2e) | Unspecified | (Greenhouse Gasses (GHG)) | CO2e | N |  | 878 | T/YR | PER ROLLING 12-MONTHS | BACT-PSD | OPERATING PERMIT | U | 0 | U | 0 |  |  | 0 |  |  | 0 | 0 | N
PR-0009 | ENERGY ANSWERS ARECIBO PUERTO RICO RENEWABLE ENERGY PROJECT | ENERGY ANSWERS ARECIBO, LLC | ARECIBO | PR |  | USA | MARK GREEN | (347)-351-5248 |  | 2 | OT003 | EPA REGION II | MR. FRANK JON | (212)637-4085 | jon.frank@epa.gov | Ms. Viorica Petriman petriman.viorica@epa.gov | R2-PSD 1 | 4953 | 221119 | FRL-9911-10-Region 2 | 11/11/2012 &nbsp;ACT | 04/10/2014 &nbsp;ACT | 2014-10-14 | 2016-05-05 | A |  | Energy Answers Arecibo is a new resource recovery facility capable of producing up to 77 megawatts (MW) of electrical power while combusting municipal solid waste, as the primary fuel. | This is a PSD permit for a new/greenfield facility. | Emergency Diesel Generator | 17.11 | ULSD Fuel oil # 2 | 0 |  | Emergency Generator is rated at 670 BHP and is limited to 500 hr per year (emergency and testing and maintenance, combined) | Carbon Dioxide Equivalent (CO2e) | Unspecified | (Greenhouse Gasses (GHG)) | CO2e | N |  | 183 | T/YR |  | BACT-PSD |  | U | 0 | U | 0 |  |  | 0 |  |  | 0 | 0 | N
TX-0799 | BEAUMONT TERMINAL | PHILLIPS 66 PIPELINE LLC | JEFFERSON | TX |  | USA | CHINTAN MEHTA | 832-765-1677 |  | 6 | TX001 | TEXAS COMMISSION ON ENVIRONMENTAL QUALITY (TCEQ) | MS. ANNE INMAN | (512) 239-1267 | anne.inman@tceq.texas.gov | Beth Akers, 512-239-4620 beth.akers@tceq.texas.gov | 18295, PSDTX1466, GHGPSDTX139 | 5171 | 424710 | 110033444850 | 04/19/2016 &nbsp;ACT | 06/08/2016 &nbsp;ACT | 2016-06-17 | 2016-07-07 | C |  | This marine terminal receives, stores, and distributes various volatile organic liquids (VOLs) and refined petroleum products. | (consolidate and/or void: 1973, 8113, 481, 2365, 56419, 6312, and 6559) | Fire pump engines | 17.11 | diesel | 0 |  |  | Carbon Dioxide Equivalent (CO2e) | Unspecified | (Greenhouse Gasses (GHG)) | CO2e | P | Equipment specifications and good combustion practices. Operation limited to 100 hours per year. | 72.16 | T/YR |  | BACT-PSD |  | N | 0 | U | 0 |  |  | 0 |  |  | 0 | 0 | N
*PA-0309 | LACKAWANNA ENERGY CTR/JESSUP | LACKAWANNA ENERGY CENTER, LLC | LACKAWANNA | PA | 18434 | USA |  |  |  | 3 | PA001 | PENNSYLVANIA DEPT OF ENVIRONMENTAL PROTECTION, BUREAU OF AIR QUALITY | MR. ROBERT COOK | (717)772-3974 | rwcook@pa.gov |  | 35-00069A | 4911 | 221112 | 110069993385 | 07/11/2014 &nbsp;ACT | 12/23/2015 &nbsp;ACT | 2017-07-18 | 2017-07-20 | A |  | This plan approval is for the construction and temporary operation of three (3) identical General Electric Model 7HA.02 natural gas fired combustion turbines and heat recovery steam generator with duct burners (CT/HRSG). Each CT/HRSG combined-cycle process block includes one (1) combustion gas turbine and one (1) heat recovery steam generator with duct burners with all three (3) CT/HRSG sharing one (1) steam turbine. The entire power block is rated at 1,500 MW. Additional equipment includes: one (1) 2,000 kW diesel-fired emergency generator one (1) 315 HP diesel-fired emergency fire water pump one (1) 184.8 MM BTU/hr natural gas fired boiler one (1) 12 MMBTU/hr natural gas fuel gas heater two (2) Diesel fuel storage tanks four (4) lubricating oil tanks one (1) aqueous ammonia storage tank |  | 2000 kW Emergency Generator | 17.11 | Ultra-low sulfur Diesel | 0 |  | To allow maintenance of vital plant loads during power outages or maintenance of the switchyard. | Carbon Dioxide Equivalent (CO2e) | Unspecified | (Greenhouse Gasses (GHG)) | CO2e | N |  | 81 | TONS | 12-MONTH ROLLING BASIS | BACT-PSD |  | U | 0 | U | 0 |  |  | 0 |  |  | 0 | 0 | N
FL-0347 | ANADARKO PETROLEUM CORPORATION - EGOM | ANADARKO PETROLEUM CORPORATION |  | FL |  | USA |  |  |  | 4 | OT005 | EPA REGION IV | MS. KATY R. FORNEY | (404) 562-9130 | forney.kathleen@epa.gov |  | OCS-EPA-R4015 | 1381 | 211111 | NA | 08/12/2013 &nbsp;ACT | 09/16/2014 &nbsp;ACT | 2015-09-21 | 2016-07-06 | A | http://www.regulations.gov/contentStreamer?documentId=EPA-R04-OAR-2014-0487-0069&disposition=attachment&contentType=pdf | The facility consists of a mobile offshore drilling unit using the Transocean Discoverer Spirit and associated support vessels. The drilling sites are located east of longitude 87.5, west of the Military Mission Line (86Â°41' west longitude), at least 100 miles from the Louisiana shoreline, and at least 125 miles from the Florida shoreline. | The United States Environmental Protection Agency (EPA) issued this permit pursuant to section 328 of the CAA, 42 U.S.C. Â§ 7627, and the implementing OCS Air Regulations at 40 CFR part 55, which incorporate by reference the PSD regulations at 40 CFR Â§ 52.21 and the title V Operating Permit Program regulations at 40 CFR part 71. This permit is based upon application materials submitted to EPA by Anadarko Petroleum Corporation (Anadarko) dated December 26, 2012, March 27,2013, April 26,2013, May 3, 2013, and July 2, 2013; supplemental submittals and information in the administrative record for this permit action; and upon the technical analysis performed by EPA. | Source Wide Emissions | 17.11 | Diesel | 0 |  |  | Carbon Dioxide Equivalent (CO2e) | Other - Mass Balance | (Greenhouse Gasses (GHG)) | CO2e | B | good combustion practices based on the most recent manufacturer's specifications issued for engines and with turbocharger, aftercooler, and high injection pressure where applicable | 74571 | TONS | PER YEAR ON A 12-MONTH ROLLING TOTAL | BACT-PSD | OPERATING PERMIT | U | 0 | U | 0 |  |  | 0 |  |  | 0 | 0 | N
IN-0158 | ST. JOSEPH ENEGRY CENTER, LLC | ST. JOSEPH ENERGY CENTER, LLC | ST. JOSEPH | IN | 46552 | USA | MR. WILLARD LADD | 9144682404 |  | 5 | IN001 | INDIANA DEPT OF ENV MGMT, OFC OF AIR | MR. MATT STUCKEY | (317) 233-0203 | mstuckey@idem.in.gov | PERMIT WRITER: JOSIAH BALOGUN 317-234-5257 JBALOGUN@IDEM.IN.GOV SECTION CHIEF: MATT STUCKEY 317-233-0203 MSTUCKEY@IDEM.IN.GOV | 141-31003-00579 | 4911 | 221112 | 110054881963 | 10/03/2011 &nbsp;ACT | 12/03/2012 &nbsp;ACT | 2013-08-15 | 2016-05-04 | A | HTTP://PERMITS.AIR.IDEM.IN.GOV/31003F.PDF | STATIONARY ELECTRIC UTILITY GENERATING STATION |  | TWO (2) EMERGENCY DIESEL GENERATORS | 17.11 | DIESEL | 1006 | HP EACH | THE TWO INTERNAL COMBUSTION ENGINES, IDENTIFIED AS EG01 AND EG02, EXHAUST THROUGH TWO (2) VENTS. | Carbon Dioxide Equivalent (CO2e) | Unspecified | (Greenhouse Gasses (GHG)) | CO2e | P | GOOD ENGINEERING DESIGN AND FUEL EFFICIENT DESIGN | 1186 | TONS | 12 CONSECUTIVE MONTH PERIOD | BACT-PSD |  | U | 0 | U | 0 |  |  | 0 |  |  | 0 | 0 | N |  | LIMIT ONE: COMPLIANCE DETERMINED AT THE END OF THE MONTH: LIMIT COMBINED FOR THREE GENERATORS (EG01, EG02, AND EG03)
IN-0158 | ST. JOSEPH ENEGRY CENTER, LLC | ST. JOSEPH ENERGY CENTER, LLC | ST. JOSEPH | IN | 46552 | USA | MR. WILLARD LADD | 9144682404 |  | 5 | IN001 | INDIANA DEPT OF ENV MGMT, OFC OF AIR | MR. MATT STUCKEY | (317) 233-0203 | mstuckey@idem.in.gov | PERMIT WRITER: JOSIAH BALOGUN 317-234-5257 JBALOGUN@IDEM.IN.GOV SECTION CHIEF: MATT STUCKEY 317-233-0203 MSTUCKEY@IDEM.IN.GOV | 141-31003-00579 | 4911 | 221112 | 110054881963 | 10/03/2011 &nbsp;ACT | 12/03/2012 &nbsp;ACT | 2013-08-15 | 2016-05-04 | A | HTTP://PERMITS.AIR.IDEM.IN.GOV/31003F.PDF | STATIONARY ELECTRIC UTILITY GENERATING STATION |  | EMERGENCY DIESEL GENERATOR | 17.11 | DIESEL | 2012 | HP | THIS ONE (1) INTERNAL COMBUSTION ENGINE, IDENTIFIED AS EG03, EXHAUSTS THROUGH ONE (1) VENT. | Carbon Dioxide Equivalent (CO2e) | Unspecified | (Greenhouse Gasses (GHG)) | CO2e | P | GOOD ENGINEERING DESIGN AND FUEL EFFICIENT DESIGN POST COMBUSTION CARBON CAPTURE | 1186 | TONS | 12 CONSECUTIVE MONTH PERIOD | BACT-PSD |  |  | 0 |  | 500 | HOURS OF OPERATION | YEARLY | 0 |  |  | 0 | 0 | N |  | LIMIT ONE: COMPLIANCE DETERMINED AT THE END OF THE MONTH. LIMIT COMBINED FOR THREE GENERATORS (EG01, EG02, AND EG03)
OK-0164 | MIDWEST CITY AIR DEPOT | TINKER AIR FORCE BASE LOGISTICS CENTER | OKLAHOMA | OK | 73145 | USA | COL. CHRISTOPHER AZZANO | 405-734-2102 | 72ABW.WORKFLOW@TINKER.AF.MIL | 6 | OK001 | OKLAHOMA DEPARTMENT OF ENVIRONMENTAL QUALITY | MR. LEE WARDEN | (405)702-4182 | LEE.WARDEN@DEQ.OK.GOV |  | 2009-394-C(M-2)PSD | 9711 | 928110 | 109-00090 | 04/09/2014 &nbsp;ACT | 01/08/2015 &nbsp;ACT | 2015-08-07 | 2016-07-06 | B |  | In February 2011, the U.S. Air Force (USAF) selected the Boeing KC-767 to replace its aging KC-135 tankers and assigned the new aircraft the designation KC-46A. Tinker AFB was selected to perform the programmed depot-level maintenance of the KC-46A aircraft. | Applicant requests authorization to construct facilities to accommodate new workload associated with the KC-46 aircraft. | Jet Engine Testing Cells | 17.11 | KEROSENE TYPE JET FUEL | 65000 | FT-LB THRUST | Test cells for F-139 jet engines (estimated at 52 per year). | Carbon Dioxide Equivalent (CO2e) | Unspecified | (Greenhouse Gasses (GHG)) | CO2e | N |  | 2481 | TONS PER YEAR | 52 F-139 JET ENGINES | BACT-PSD | NSPS | U | 0 | U | 0 |  |  | 0 |  |  | 0 | 0 | N
AK-0082 | POINT THOMSON PRODUCTION FACILITY | EXXON MOBIL CORPORATION | USA | AK |  | USA | MATT REILE | 907 929 4108 | MATTHEW.R.REILE@EXXONMOBIL.COM | 10 | AK001 | ALASKA DEPT OF ENVIRONMENTAL CONS | MR. JIM PLOSAY | (907) 465-5103 | JOHN.KUTERBACH@ALASKA.GOV |  | AQ1201CPT03 | 1382 | 211111 | 110058932561 | 12/13/2013 &nbsp;ACT | 01/23/2015 &nbsp;ACT | 2015-01-28 | 2016-02-19 | C | http://dec.alaska.gov/Applications/Air/airtoolsweb/Home/ViewAttachment/16685549/QXjhK6BJvK3h8EByjhru7Q2 | OIL GAS EXPLORATION AND PRODUCTION FACILITY. | Revise Existing RBLC ID AK-0076 to include pollutants: PM-10 and VOC which now trigger PSD. | Emergency Camp Generators | 17.11 | Ultra Low Sulfur Diesel | 2695 | hp | Three 2,695 hp ULSD-fired Standby Camp Generator Engines. | Carbon Dioxide Equivalent (CO2e) | Unspecified | (Greenhouse Gasses (GHG)) | CO2e | N |  | 2332 | TONS/YEAR | COMBINED | BACT-PSD |  | U | 0 | U | 0 |  |  | 0 |  |  | 0 | 0 | N
AK-0082 | POINT THOMSON PRODUCTION FACILITY | EXXON MOBIL CORPORATION | USA | AK |  | USA | MATT REILE | 907 929 4108 | MATTHEW.R.REILE@EXXONMOBIL.COM | 10 | AK001 | ALASKA DEPT OF ENVIRONMENTAL CONS | MR. JIM PLOSAY | (907) 465-5103 | JOHN.KUTERBACH@ALASKA.GOV |  | AQ1201CPT03 | 1382 | 211111 | 110058932561 | 12/13/2013 &nbsp;ACT | 01/23/2015 &nbsp;ACT | 2015-01-28 | 2016-02-19 | C | http://dec.alaska.gov/Applications/Air/airtoolsweb/Home/ViewAttachment/16685549/QXjhK6BJvK3h8EByjhru7Q2 | OIL GAS EXPLORATION AND PRODUCTION FACILITY. | Revise Existing RBLC ID AK-0076 to include pollutants: PM-10 and VOC which now trigger PSD. | Fine Water Pumps | 17.11 | Ultra Low Sulfur Diesel | 610 | hp | Two ULSD-fired 610 hp Fine Water Pumps | Carbon Dioxide Equivalent (CO2e) | Unspecified | (Greenhouse Gasses (GHG)) | CO2e | N |  | 565 | TONS/YEAR | COMBINED | BACT-PSD |  | U | 0 | U | 0 |  |  | 0 |  |  | 0 | 0 | N
AK-0082 | POINT THOMSON PRODUCTION FACILITY | EXXON MOBIL CORPORATION | USA | AK |  | USA | MATT REILE | 907 929 4108 | MATTHEW.R.REILE@EXXONMOBIL.COM | 10 | AK001 | ALASKA DEPT OF ENVIRONMENTAL CONS | MR. JIM PLOSAY | (907) 465-5103 | JOHN.KUTERBACH@ALASKA.GOV |  | AQ1201CPT03 | 1382 | 211111 | 110058932561 | 12/13/2013 &nbsp;ACT | 01/23/2015 &nbsp;ACT | 2015-01-28 | 2016-02-19 | C | http://dec.alaska.gov/Applications/Air/airtoolsweb/Home/ViewAttachment/16685549/QXjhK6BJvK3h8EByjhru7Q2 | OIL GAS EXPLORATION AND PRODUCTION FACILITY. | Revise Existing RBLC ID AK-0076 to include pollutants: PM-10 and VOC which now trigger PSD. | Bulk Tank Generator Engines | 17.11 | Ultra Low Sulfur Diesel | 891 | hp | Two ULSD-fired 891 hp Bulk Tank Storage Area Generator Engines | Carbon Dioxide Equivalent (CO2e) | Unspecified | (Greenhouse Gasses (GHG)) | CO2e | N |  | 7194 | TONS/YEAR | COMBINED | BACT-PSD |  | U | 0 | U | 0 |  |  | 0 |  |  | 0 | 0 | N
IA-0105 | IOWA FERTILIZER COMPANY | IOWA FERTILIZER COMPANY | LEE | IA | 52658 | USA | DAVE PEARSON | (319) 246-2308 | DAVE.PEARSON@IOWAFERTILIZERS.COM | 7 | IA001 | IOWA DEPARTMENT OF NATURAL RESOURCES AIR QUALITY | MR. GARY SMITH | (515) 725-9563 | GARY.SMITH@DNR.IOWA.GOV | CHRISTOPHER A. ROLING, PE ENVIRONMENTAL ENGINEER SENIOR (515) 725-9557 CHRIS.ROLING@DNR.IOWA.GOV | 12-219 | 2873 | 325311 | 110054890392 | 08/03/2012 &nbsp;ACT | 10/26/2012 &nbsp;ACT | 2012-11-01 | 2013-08-13 | A | https://aqbweb.iowadnr.gov/airpermit/eepsdpermit.jsp ,https://aqbweb.iowadnr.gov/airpermit/eepsdpermit.jsp ,https://aqbweb.iowadnr.gov/airpermit/eepsdpermit.jsp ,https://aqbweb.iowadnr.gov/airpermit/eepsdpermit.jsp ,https://aqbweb.iowadnr.gov/airpermit/eepsdpermit.jsp ,https://aqbweb.iowadnr.gov/airpermit/eepsdpermit.jsp ,https://aqbweb.iowadnr.gov/airpermit/eepsdpermit.jsp ,https://aqbweb.iowadnr.gov/airpermit/eepsdpermit.jsp | NITROGENEOUS FERTILIZER MANUFACTURING | THE PROJECT WAS AMENDED ON 3/13/14 DUE TO SOME DESIGN CHANGES WHICH INCLUDED ADDITIONAL EMISSION UNITS/POINTS. THE NEW PROJECT IS UNDER PROJECT NUMBER/PERMIT NUMBER 13-355 | Emergency Generator | 17.11 | diesel fuel | 142 | GAL/H | rated @ 2,000 KW | Carbon Dioxide Equivalent (CO2e) | Other - recordkeeping | (Greenhouse Gasses (GHG)) | CO2e | P | good combustion practices | 788.5 | TONS/YR | ROLLING 12 MONTH TOTAL | BACT-PSD |  | U | 0 | U | 0 |  |  | 0 |  |  | 0 | 0 | N
IA-0106 | CF INDUSTRIES NITROGEN, LLC - PORT NEAL NITROGEN COMPLEX | CF INDUSTRIES NITROGEN, LLC | WOODBURY | IA | 51054 | USA | MIKE MAAS | 712-233-6222 | MMAAS@CFINDUSTRIES.COM | 7 | IA001 | IOWA DEPARTMENT OF NATURAL RESOURCES AIR QUALITY | MR. GARY SMITH | (515) 725-9563 | GARY.SMITH@DNR.IOWA.GOV | Christopher A. Roling, PE Environmental Engineer Senior Iowa DNR - Air Quality Bureau 7900 Hickman Rd, Suite 1 Windsor Heights, IA 50324 (515) 242-6002 chris.roling@dnr.iowa.gov | PN 13-037 | 2873 | 325311 | 110000414089 | 02/01/2013 &nbsp;ACT | 07/12/2013 &nbsp;ACT | 2013-07-16 | 2016-05-04 | B |  | Nitrogenous fertilizer manufacturing including ammonia, urea, and urea-ammonium nitrate (UAN) solutions. |  | Emergency Generators | 17.11 | diesel fuel | 180 | GAL/H | There are two (2) identically sized generators. | Carbon Dioxide Equivalent (CO2e) | Other - calculation based on mass emissions and GWP | (Greenhouse Gasses (GHG)) | CO2e | P | good combustion practices | 509 | TONS/YR | ROLLING TWELVE (12) MONTH TOTAL | BACT-PSD |  | U | 0 | U | 0 |  |  | 0 |  |  | 0 | 0 | N
*AK-0084 | DONLIN GOLD PROJECT | DONLIN GOLD LLC. | BETHEL CENSUS AREA | AK | 99575 | USA | STAN FOO | 907-273-0200 | SFOO@DONLINGOLD.COM | 10 | AK001 | ALASKA DEPT OF ENVIRONMENTAL CONS | MR. JIM PLOSAY | (907) 465-5103 | JOHN.KUTERBACH@ALASKA.GOV | AK DEC DIV. OF AIR QUALITY 410 WILLOUGHBY AVE. SUITE 303 JUNEAU, AK 99801 | AQ0934CPT01 | 1041 | 212221 | Not Entered | 10/15/2015 &nbsp;ACT | 06/30/2017 &nbsp;ACT | 2018-06-21 | 2018-06-22 | A | http://dec.alaska.gov/Applications/Air/airtoolsweb/Home/ViewAttachment/16763360/d1h2U6BIY-j857LFU-WYmw2 | The Donlin Gold Project is a gold mine located 12 miles north of Crooked Creek, Alaska on the Kuskokwim River, about 280 miles northwest of Anchorage. The deposit has proven and probable reserves estimated at 33.9 million ounces of gold at 2.1 g/t and could produce up to 1.5 million ounces annually. SIC Code 1041; NAICS Code 212221. |  | Black Start and Emergency Internal Cumbustion Engines | 17.11 | Diesel | 1500 | kWe | Two (2) 600 kWe black start diesel generators and four (4) 1,500 kWe emergency diesel generators. | Carbon Dioxide Equivalent (CO2e) | Unspecified | (Greenhouse Gasses (GHG)) | CO2e | P | Good Combustion Practices | 2781 | TPY | YEARLY | BACT-PSD | NSPS | U | 0 | U | 0 |  |  | 0 |  |  | 0 | 0 | N |  | 2,781 tpy CO2e for EUs 29 - 34 combined. NSPS Subpart IIII engines
*LA-0312 | ST. JAMES METHANOL PLANT | SOUTH LOUISIANA METHANOL LP | ST. JAMES | LA |  | USA | BRIAN JONES | (512) 394-7346 |  | 6 | LA001 | LOUISIANA DEPARTMENT OF ENV QUALITY | MR. BRYAN D. JOHNSTON | (225)219-3450 | BRYAN.JOHNSTON@LA.GOV | Permit Writer: Mr. Christopher Smith, (225) 219-3439 | PSD-LA-780(M-1) | 2869 | 325998 | Not Found | 09/30/2015 &nbsp;ACT | 06/30/2017 &nbsp;ACT | 2017-03-10 | 2017-12-27 | A |  | New MeOH plant designed to produce 5,275 metric tons per day of refined methanol from natural gas and carbon dioxide (CO2) feedstock | New methanol plant designed to produce 5,275 metric tons per day of refined methanol from natural gas and carbon dioxide (CO2) feedstock | DFP1-13 - Diesel Fire Pump Engine (EQT0013) | 17.11 | Diesel | 650 | horsepower | Operating hour limit: 100 hr/yr | Carbon Dioxide Equivalent (CO2e) | Unspecified | (Greenhouse Gasses (GHG)) | CO2e | P | Compliance with NSPS Subpart IIII | 37 | TPY |  | BACT-PSD | OPERATING PERMIT , NSPS | U | 0 | U | 0 |  |  | 0 |  |  | 0 | 0 | N
*LA-0312 | ST. JAMES METHANOL PLANT | SOUTH LOUISIANA METHANOL LP | ST. JAMES | LA |  | USA | BRIAN JONES | (512) 394-7346 |  | 6 | LA001 | LOUISIANA DEPARTMENT OF ENV QUALITY | MR. BRYAN D. JOHNSTON | (225)219-3450 | BRYAN.JOHNSTON@LA.GOV | Permit Writer: Mr. Christopher Smith, (225) 219-3439 | PSD-LA-780(M-1) | 2869 | 325998 | Not Found | 09/30/2015 &nbsp;ACT | 06/30/2017 &nbsp;ACT | 2017-03-10 | 2017-12-27 | A |  | New MeOH plant designed to produce 5,275 metric tons per day of refined methanol from natural gas and carbon dioxide (CO2) feedstock | New methanol plant designed to produce 5,275 metric tons per day of refined methanol from natural gas and carbon dioxide (CO2) feedstock | DEG1-13 - Diesel Fired Emergency Generator Engine (EQT0012) | 17.11 | Diesel | 1474 | horsepower | Operating hours limit: 100 hr/yr. | Carbon Dioxide Equivalent (CO2e) | Unspecified | (Greenhouse Gasses (GHG)) | CO2e | P | Compliance with NSPS Subpart IIII | 84 | TPY |  | BACT-PSD | NSPS , OPERATING PERMIT | U | 0 | U | 0 |  |  | 0 |  |  | 0 | 0 | N
*PA-0311 | MOXIE FREEDOM GENERATION PLANT | MOXIE FREEDOM LLC | LUZERNE | PA | 18603 | USA |  |  |  | 3 | PA001 | PENNSYLVANIA DEPT OF ENVIRONMENTAL PROTECTION, BUREAU OF AIR QUALITY | MR. ROBERT COOK | (717)772-3974 | rwcook@pa.gov |  | 40-00129A | 4911 | 221112 | 110064098541 | 10/06/2014 &nbsp;ACT | 09/01/2015 &nbsp;ACT | 2017-07-28 | 2017-07-31 | A |  | The Project is for the construction and operation of two identical 1 x 1 power blocks, each consisting of a combustion gas turbine (CGT or CT) and a steam turbine (ST) configured in single shaft alignment, where each CT and ST train share one common electric generator. The turbines to be used for this project are Two General Electric (GE) 7HA.02 CTs, each in 1 x 1 single shaft combined- cycle power islands. Each CT and duct burner will exclusively fire pipeline-quality natural gas. The HRSGs will be equipped with selective catalytic reduction (SCR) to minimize nitrogen oxide (NOx) emissions and oxidation catalysts to minimize carbon monoxide (CO) and volatile organic compound (VOC) emissions from the CTs and DBâ€™s. The Project will also include several pieces of ancillary equipment. The list of equipment includes: One fuel gas dew-point heater - natural gas fired, common for all CTs Two CT inlet evaporative coolers - one for each CT (not emissions sources) Two air-cooled condensers (ACCs) - one for each HRSG (not emissions sources) One auxiliary boiler, natural gas-fired One diesel engine powered emergency generator One diesel engine powered fire water pump Diesel fuel, lubricating oil, and aqueous ammonia storage tanks The project once operational will produce 1050 MW Electric Generation |  | Emergency Generator | 17.11 |  | 0 |  | Sulfur content of the diesel fuel combusted by the emergency diesel generator shall not exceed 15 ppm. Shall maintain and operate the source in accordance with good engineering practice. | Carbon Dioxide Equivalent (CO2e) | Unspecified | (Greenhouse Gasses (GHG)) | CO2e | N |  | 44 | TPY | 12-MONTH ROLLING BASIS | BACT-PSD | NSPS | U | 0 | U | 0 |  |  | 0 |  |  | 0 | 0 | N
*PA-0311 | MOXIE FREEDOM GENERATION PLANT | MOXIE FREEDOM LLC | LUZERNE | PA | 18603 | USA |  |  |  | 3 | PA001 | PENNSYLVANIA DEPT OF ENVIRONMENTAL PROTECTION, BUREAU OF AIR QUALITY | MR. ROBERT COOK | (717)772-3974 | rwcook@pa.gov |  | 40-00129A | 4911 | 221112 | 110064098541 | 10/06/2014 &nbsp;ACT | 09/01/2015 &nbsp;ACT | 2017-07-28 | 2017-07-31 | A |  | The Project is for the construction and operation of two identical 1 x 1 power blocks, each consisting of a combustion gas turbine (CGT or CT) and a steam turbine (ST) configured in single shaft alignment, where each CT and ST train share one common electric generator. The turbines to be used for this project are Two General Electric (GE) 7HA.02 CTs, each in 1 x 1 single shaft combined- cycle power islands. Each CT and duct burner will exclusively fire pipeline-quality natural gas. The HRSGs will be equipped with selective catalytic reduction (SCR) to minimize nitrogen oxide (NOx) emissions and oxidation catalysts to minimize carbon monoxide (CO) and volatile organic compound (VOC) emissions from the CTs and DBâ€™s. The Project will also include several pieces of ancillary equipment. The list of equipment includes: One fuel gas dew-point heater - natural gas fired, common for all CTs Two CT inlet evaporative coolers - one for each CT (not emissions sources) Two air-cooled condensers (ACCs) - one for each HRSG (not emissions sources) One auxiliary boiler, natural gas-fired One diesel engine powered emergency generator One diesel engine powered fire water pump Diesel fuel, lubricating oil, and aqueous ammonia storage tanks The project once operational will produce 1050 MW Electric Generation |  | Fire Pump Engine | 17.11 | diesel | 0 |  | Sulfur content of the diesel fuel combusted by the fire engine pump shall not exceed 15 ppm. Shall maintain and operate the source in accordance with good engineering practice. | Carbon Dioxide Equivalent (CO2e) | Unspecified | (Greenhouse Gasses (GHG)) | CO2e | N |  | 14 | TPY | 12-MONTH ROLLING BASIS | BACT-PSD | NSPS | U | 0 | U | 0 |  |  | 0 |  |  | 0 | 0 | N
IL-0114 | CRONUS CHEMICALS, LLC | CRONUS CHEMICALS, LLC | DOUGLAS | IL | 60601 | USA | ERZIN ATAC | 312-863-8638 | ERZIN.ATAC@CRONUCHEM.COM | 5 | IL001 | ILLINOIS EPA, BUREAU OF AIR | MR. RAY PILAPIL | (217) 782-2113 | ray.pilapil@illinois.gov | Permit Writer: Bob Smet 217-785-9250 robert.smet@illinois.gov | 13060007 | 2873 | 325311 | 110055568522 | 02/14/2014 &nbsp;ACT | 09/05/2014 &nbsp;ACT | 2014-12-24 | 2016-05-05 | A | http://yosemite.epa.gov/r5/in_permt.nsf/6f1ebc583aad45448625763f0053e08e/02fa71769b748f8886257da2004e4f4f!OpenDocument | Plant will produce urea and ammonia, but ammonia production will be limited to a maximum of 3 months of the year (4,880 tpd urea and 2,789 tpd ammonia). |  | Emergency Generator | 17.11 | distillate fuel oil | 3755 | HP |  | Carbon Dioxide Equivalent (CO2e) | Unspecified | (Greenhouse Gasses (GHG)) | CO2e | P | Tier IV standards for non-road engines at 40 CFR 1039.102, Table 7. | 432 | TPY |  | BACT-PSD |  | U | 0 | U | 0 |  |  | 0 |  |  | 0 | 0 | N
LA-0288 | LAKE CHARLES CHEMICAL COMPLEX | SASOL CHEMICALS (USA) LLC | CALCASIEU | LA | 70669 | USA | ERIC RODRIGUEZ | (281) 588-3761 | ERIC.RODRIGUEZ@US.SASOL.COM | 6 | LA001 | LOUISIANA DEPARTMENT OF ENV QUALITY | MR. BRYAN D. JOHNSTON | (225)219-3450 | BRYAN.JOHNSTON@LA.GOV |  | PSD-LA-778 | 2869 | 325110 | 110017418061 | 05/02/2013 &nbsp;ACT | 05/23/2014 &nbsp;ACT | 2016-07-22 | 2016-09-14 | A |  |  | Complete application date = date of administrative completeness This RBLC entry addresses the Power Unit of the Gas-to-Liquids (GTL) Project. It also addresses the Emergency Diesel Generators in the LAB-2, HPU, ASU, and GTL Units, as the engines are identical. GTL will utilize natural gas as a feedstock to produce fuel-grade hydrocarbon products, including liquefied petroleum gas (LPG), naphtha, paraffins, diesel, wax products, and base oil products. In the GTL process, natural gas will first be reformed into a synthesis gas; the synthesis gas will then be converted into liquid hydrocarbons via a Fischer-Tropsch reaction. The Fisher-Tropsch synthesis is followed by treatment and extraction units and product work-up units which produce the desired products. | Emergency Diesel Generators (EQT 629, 639, 838, 966, &amp; 1264) | 17.11 |  | 2682 | HP |  | Carbon Dioxide Equivalent (CO2e) | Unspecified | (Greenhouse Gasses (GHG)) | CO2e | P | Comply with 40 CFR 60 Subpart IIII; operate the engine in accordance with the engine manufacturerâ€™s instructions and/or written procedures designed to maximize combustion efficiency and minimize fuel usage. | 56 | TPY | ANNUAL MAXIMUM | BACT-PSD |  | U | 0 | U | 0 |  |  | 0 |  |  | 0 | 0 | N |  | BACT is determined to be compliance with the limitations imposed by 40 CFR 60 Subpart IIII and its associated monitoring, recordkeeping, and reporting requirements; and operating the engine in accordance with the engine manufacturerâ€™s instructions and/or written procedures (consistent with safe operation) designed to maximize combustion efficiency and minimize fuel usage.
LA-0292 | HOLBROOK COMPRESSOR STATION | CAMERON INTERSTATE PIPELINE LLC | CALCASIEU | LA | 70000 | USA | HUGH BERGLUND | (713) 774-4411 | HBERGLUND@SEMPRAPIPELINES.COM | 6 | LA001 | LOUISIANA DEPARTMENT OF ENV QUALITY | MR. BRYAN D. JOHNSTON | (225)219-3450 | BRYAN.JOHNSTON@LA.GOV | Permit writer: Dawei Pan, (225) 219-3413 or dawei.pan@la.gov | PSD-LA-769(M-1) | 4922 | 486210 | 110058896388 | 09/15/2015 &nbsp;ACT | 01/22/2016 &nbsp;ACT | 2016-08-04 | 2016-09-19 | A |  | Natural gas compressor station supporting the Cameron LNG Facility in Hackberry, Cameron Parish, Louisiana | Complete application date = date of administrative completeness | Emergency Generators No. 1 &amp; No. 2 | 17.11 | Diesel | 1341 | HP |  | Carbon Dioxide Equivalent (CO2e) | Unspecified | (Greenhouse Gasses (GHG)) | CO2e | N |  | 77 | TPY | ANNUAL MAXIMUM | BACT-PSD | OPERATING PERMIT | U | 0 | U | 0 |  |  | 0 |  |  | 0 | 0 | N |  | BACT is to limit annual CO2e emissions to 77 TPY per emergency generator.
LA-0296 | LAKE CHARLES CHEMICAL COMPLEX LDPE UNIT | SASOL CHEMICALS (USA) LLC | CALCASIEU | LA | 70669 | USA | ERIC RODRIGUEZ | (281) 588-3761 | ERIC.RODRIGUEZ@US.SASOL.COM | 6 | LA001 | LOUISIANA DEPARTMENT OF ENV QUALITY | MR. BRYAN D. JOHNSTON | (225)219-3450 | BRYAN.JOHNSTON@LA.GOV |  | PSD-LA-779 | 2821 | 325211 | 110017418061 | 05/02/2013 &nbsp;ACT | 05/23/2014 &nbsp;ACT | 2016-09-12 | 2017-04-28 | B |  | The Low Density Polyethylene (LDPE) Unit will produce LDPE by the high pressure polymerization of ethylene. | Complete application date = date of administrative completeness This RBLC entry addresses the Low Density Polyethylene (LDPE) Unit of the Lake Charles Cracker Project (LCCP). This entry also addresses the Emergency Diesel Generators associated with the entire LCCP, as all of the permitted units are identical. | Emergency Diesel Generators (EQTs 622, 671, 773, 850, 994, 995, 996, 1033, 1077, 1105, &amp; 1202) | 17.11 | Diesel | 2682 | HP | Non-emergency use is limited to 100 hours per year. | Carbon Dioxide Equivalent (CO2e) | Unspecified | (Greenhouse Gasses (GHG)) | CO2e | P | Compliance with 40 CFR 60 Subpart IIII; operating the engine in accordance with the engine manufacturerâ€™s instructions and/or written procedures (consistent with safe operation) designed to maximize combustion efficiency and minimize fuel usage. | 56 | TPY | ANNUAL MAXIMUM | BACT-PSD | OPERATING PERMIT | U | 0 | U | 0 |  |  | 0 |  |  | 0 | 0 | N |  | BACT is determined to be compliance with the limitations imposed by 40 CFR 60 Subpart IIII and its associated monitoring, recordkeeping, and reporting requirements; and operating the engine in accordance with the engine manufacturerâ€™s instructions and/or written procedures (consistent with safe operation) designed to maximize combustion efficiency and minimize fuel usage. The CO2e limits are based on a CH4 global warming potential (GWP) of 21 and a N2O GWP of 310. In the event any GWP is revised, the CO2e limits shall be revised accordingly without the need to modify the permit.
OK-0154 | MOORELAND GENERATING STA | WESTERN FARMERS ELECTRIC COOPERATIVE | WOODWARD | OK | 73852 | USA | GERALD BUTCHER | 405-247-4341 | G_BUTCHER@WFEC.COM | 6 | OK001 | OKLAHOMA DEPARTMENT OF ENVIRONMENTAL QUALITY | MR. LEE WARDEN | (405)702-4182 | LEE.WARDEN@DEQ.OK.GOV |  | 2008-302-C(M-1)PSD | 4911 | 221112 | 153-00002 | 08/22/2012 &nbsp;ACT | 07/02/2013 &nbsp;ACT | 2014-06-18 | 2016-07-29 | B |  | WFEC operates the Mooreland Generating Station to generate wholesale electricity which is transmitted over WFECâ€™s system. The facility was originally constructed in 1963. The electricity is sold in rural areas of approximately 3/4 of the state of Oklahoma and part of New Mexico. The Mooreland Generating Station currently consists of three high-pressure boilers that burn locally-produced natural gas. The three high-pressure boilers used to generate electricity and the auxiliary boiler used to heat the facility were constructed before May 31, 1972, and are considered â€œgrandfatheredâ€ from construction permitting requirements. | WFEC submitted a Prevention of Significant Deterioration (PSD) construction permit application for the proposed addition of a combined-cycle combustion turbine and associated support equipment to the existing Mooreland Generating Station | DIESEL-FIRED EMERGENCY GENERATOR ENGINE | 17.11 | DIESEL | 1341 | HP | <100 HR/YR OPERATION. | Carbon Dioxide Equivalent (CO2e) | Unspecified | (Greenhouse Gasses (GHG)) | CO2e | P | A TIER 3 CERTIFIED ENGINE OPERATED < 100 HR/YR. | 81.2 | TPY |  | BACT-PSD | N/A | U | 0 | U | 0 |  |  | 0 |  |  | 0 | 0 | N
*AK-0084 | DONLIN GOLD PROJECT | DONLIN GOLD LLC. | BETHEL CENSUS AREA | AK | 99575 | USA | STAN FOO | 907-273-0200 | SFOO@DONLINGOLD.COM | 10 | AK001 | ALASKA DEPT OF ENVIRONMENTAL CONS | MR. JIM PLOSAY | (907) 465-5103 | JOHN.KUTERBACH@ALASKA.GOV | AK DEC DIV. OF AIR QUALITY 410 WILLOUGHBY AVE. SUITE 303 JUNEAU, AK 99801 | AQ0934CPT01 | 1041 | 212221 | Not Entered | 10/15/2015 &nbsp;ACT | 06/30/2017 &nbsp;ACT | 2018-06-21 | 2018-06-22 | A | http://dec.alaska.gov/Applications/Air/airtoolsweb/Home/ViewAttachment/16763360/d1h2U6BIY-j857LFU-WYmw2 | The Donlin Gold Project is a gold mine located 12 miles north of Crooked Creek, Alaska on the Kuskokwim River, about 280 miles northwest of Anchorage. The deposit has proven and probable reserves estimated at 33.9 million ounces of gold at 2.1 g/t and could produce up to 1.5 million ounces annually. SIC Code 1041; NAICS Code 212221. |  | Twelve (12) Large ULSD/Natural Gas-Fired Internal Combustion Engines | 17.11 | Diesel and Natural Gas | 143.5 | MMBtu/hr | Twelve 17-MW Wartsila 18V50DF ULSD/Natural Gas-Fired Internal Combustion Engines. Each engine rated at: 143.5 MMBtu/hr on ULSD 141.4 MMBtu/hr on natural gas | Carbon Dioxide Equivalent (CO2e) | Unspecified | (Greenhouse Gasses (GHG)) | CO2e | P | Good Cumbustion Practices | 1299630 | TPY (ULSD) |  | BACT-PSD |  | U | 0 | N | 869621 | TPY (NATURAL GAS) |  | 0 |  |  | 0 | 0 | N
*LA-0315 | G2G PLANT | BIG LAKE FUELS LLC | CALCASIEU | LA | 70605 | USA |  |  |  | 6 | LA001 | LOUISIANA DEPARTMENT OF ENV QUALITY | MR. BRYAN D. JOHNSTON | (225)219-3450 | BRYAN.JOHNSTON@LA.GOV |  | PSD-LA-781 | 2869 | 325110 | Not Found | 09/04/2013 &nbsp;ACT | 05/23/2014 &nbsp;ACT | 2017-03-13 | 2017-03-16 | A |  | The G2G Plant will be a natural gas to gasoline production facility which will use natural gas to produce methanol that will be subsequently converted into gasoline. |  | Emergency Diesel Generator 1 | 17.11 | Diesel | 5364 | HP |  | Carbon Dioxide Equivalent (CO2e) | Unspecified | (Greenhouse Gasses (GHG)) | CO2e | P | Proper design and operation; energy efficiency measures | 0 |  |  | BACT-PSD | OPERATING PERMIT | U | 0 | U | 0 |  |  | 0 |  |  | 0 | 0 | N
*LA-0315 | G2G PLANT | BIG LAKE FUELS LLC | CALCASIEU | LA | 70605 | USA |  |  |  | 6 | LA001 | LOUISIANA DEPARTMENT OF ENV QUALITY | MR. BRYAN D. JOHNSTON | (225)219-3450 | BRYAN.JOHNSTON@LA.GOV |  | PSD-LA-781 | 2869 | 325110 | Not Found | 09/04/2013 &nbsp;ACT | 05/23/2014 &nbsp;ACT | 2017-03-13 | 2017-03-16 | A |  | The G2G Plant will be a natural gas to gasoline production facility which will use natural gas to produce methanol that will be subsequently converted into gasoline. |  | Emergency Diesel Generator 2 | 17.11 | Diesel | 5364 | HP |  | Carbon Dioxide Equivalent (CO2e) | Unspecified | (Greenhouse Gasses (GHG)) | CO2e | P | Proper design and operation; energy efficiency measures | 0 |  |  | BACT-PSD | OPERATING PERMIT | U | 0 | U | 0 |  |  | 0 |  |  | 0 | 0 | N
*LA-0315 | G2G PLANT | BIG LAKE FUELS LLC | CALCASIEU | LA | 70605 | USA |  |  |  | 6 | LA001 | LOUISIANA DEPARTMENT OF ENV QUALITY | MR. BRYAN D. JOHNSTON | (225)219-3450 | BRYAN.JOHNSTON@LA.GOV |  | PSD-LA-781 | 2869 | 325110 | Not Found | 09/04/2013 &nbsp;ACT | 05/23/2014 &nbsp;ACT | 2017-03-13 | 2017-03-16 | A |  | The G2G Plant will be a natural gas to gasoline production facility which will use natural gas to produce methanol that will be subsequently converted into gasoline. |  | Fire Pump Diesel Engine 1 | 17.11 | Diesel | 751 | HP |  | Carbon Dioxide Equivalent (CO2e) | Unspecified | (Greenhouse Gasses (GHG)) | CO2e | P | Proper design and operation; use of ultra-low sulfur diesel | 0 |  |  | BACT-PSD | OPERATING PERMIT | U | 0 | U | 0 |  |  | 0 |  |  | 0 | 0 | N
*LA-0315 | G2G PLANT | BIG LAKE FUELS LLC | CALCASIEU | LA | 70605 | USA |  |  |  | 6 | LA001 | LOUISIANA DEPARTMENT OF ENV QUALITY | MR. BRYAN D. JOHNSTON | (225)219-3450 | BRYAN.JOHNSTON@LA.GOV |  | PSD-LA-781 | 2869 | 325110 | Not Found | 09/04/2013 &nbsp;ACT | 05/23/2014 &nbsp;ACT | 2017-03-13 | 2017-03-16 | A |  | The G2G Plant will be a natural gas to gasoline production facility which will use natural gas to produce methanol that will be subsequently converted into gasoline. |  | Fire Pump Diesel Engine 2 | 17.11 | Diesel | 751 | HP |  | Carbon Dioxide Equivalent (CO2e) | Unspecified | (Greenhouse Gasses (GHG)) | CO2e | P | Proper design and operation; use of ultra-low sulfur diesel | 0 |  |  | BACT-PSD | OPERATING PERMIT | U | 0 | U | 0 |  |  | 0 |  |  | 0 | 0 | N
CO-0067 | LANCASTER PLANT | KERR-MCGEE GATHERING | WELD | CO | 80621 | USA | JENNIFER SHEA | 720-929-6028 | JENNIFER.SHEA@ANADARKO.COM | 8 | CO001 | COLORADO DEPT OF HEALTH - AIR POLL CTRL | MR. ROLAND HEA | (303) 692-3252 | Roland.Hea@state.co.us |  | 12WE1492 | 1311 | 211111 | 110002052974 | 11/30/2011 &nbsp;ACT | 06/04/2013 &nbsp;ACT | 2014-09-17 | 2016-05-05 | B |  | Natural gas processing facility. | Kerr-McGee has submitted a request to modify their Ft. Lupton Gas Plant to include a new cryogenic plant referred to as the Lancaster Plant. This was PSD Major for GHG only. | Emergency Generator | 17.11 | diesel | 19950 | gal per year | Kerr-McGee is proposing to install one 839 bhp diesel-fired emergency generator as part of this project. The generator will be limited to 500 hours of operation per year. | Carbon Dioxide Equivalent (CO2e) | Unspecified | (Greenhouse Gasses (GHG)) | CO2e | P | NSPS IIII compliant. | 0 |  |  | BACT-PSD | NSPS , MACT , OPERATING PERMIT | U | 0 | U | 0 |  |  | 0 |  |  | 0 | 0 | N |  | The owner or operator shall comply with the requirements in New Source Performance Standards of Regulation No. 6, Part A, Subpart IIII for Stationary Compression Ignition Internal Combustion Engines (CI ICE).
FL-0338 | SAKE PROSPECT DRILLING PROJECT | BHP BILLITON PETROLEUM, INC. |  | FL |  | USA |  |  |  | 4 | OT005 | EPA REGION IV | MS. KATY R. FORNEY | (404) 562-9130 | forney.kathleen@epa.gov |  | OCS-EPA-R4008 | 1381 | 211111 | NA | 03/10/2011 &nbsp;ACT | 05/30/2012 &nbsp;ACT | 2014-02-28 | 2016-05-04 | A | http://www.regulations.gov/#!documentDetail;D=EPA-R04-OAR-2012-0239-0037 | The facility consists of a mobile offshore drilling unit (MODU) using either the Transocean ultra-deepwater C.R. Luigs or the Transocean semisubmersible DD1 to conduct exploratory oil and natural gas drilling in lease blocks within the DeSoto Canyon area of the Gulf of Mexico. | The United States Environmental Protection Agency (EPA) issued this permit pursuant to section 328 of the CAA, 42 U.S.C. Â§ 7627, and the implementing OCS Air Regulations at 40 CFR part 55, which incorporate by reference the PSD Regulations at 40 CFR Â§ 52.21 and the title V Operating Permit Program at 40 CFR part 71. This permit is based upon application materials submitted to EPA by BHP Billiton Petroleum, Inc. (BHPB), dated October 14, 2010, February 9, 2011, September 30, 2011, October 14, 2011, December 21, 2011, January 18, 2012, supplemental submittals in the administrative record for this permit action, and upon the technical analysis performed by EPA. | Fast Rescue Craft Diesel Engine - C.R. Luigs | 17.11 | diesel | 142 | hp | Use of good combustion practices based on the current manufacturerâ€™s specifications for these engines, use of low sulfur diesel fuel and turbocharger | Carbon Dioxide Equivalent (CO2e) | Unspecified | (Greenhouse Gasses (GHG)) | CO2e | P | Use of good combustion practices based on the current manufacturerâ€™s specifications for these engines and use of low sulfur diesel fuel | 0 |  |  | BACT-PSD | OPERATING PERMIT | U | 0 | U | 0 |  |  | 0 |  |  | 0 | 0 | N
LA-0305 | LAKE CHARLES METHANOL FACILITY | LAKE CHARLES METHANOL, LLC | CALCASIEU PARISH | LA | 70669 | USA | JOHN MCDANIEL | 318-308-0322 | JMCDANIEL@LAKECHARLESMETHANOL.COM | 6 | LA001 | LOUISIANA DEPARTMENT OF ENV QUALITY | MR. BRYAN D. JOHNSTON | (225)219-3450 | BRYAN.JOHNSTON@LA.GOV | Dan Nguyen - (225)219-3395 | PSD-LA-803(M1) | 2869 | 325199 | 110067180366 | 06/16/2016 &nbsp;ACT | 06/30/2016 &nbsp;ACT | 2017-03-07 | 2017-04-28 | A |  | Proposed facility to produce methanol, H2, H2SO4, CO2, Argon and electricity from Pet Coke | PSD-LA-803 was issued 2/24/2016. The facility has not commence construction when Permit PSD-LA-803(M1) was issued. | Diesel Engines (Emergency) | 17.11 | Diesel | 4023 | hp |  | Carbon Dioxide Equivalent (CO2e) | Unspecified | (Greenhouse Gasses (GHG)) | CO2e | P | Complying with 40 CFR 60 Subpart IIII | 0 |  |  | BACT-PSD |  | U | 0 | U | 0 |  |  | 0 |  |  | 0 | 0 | N
LA-0307 | MAGNOLIA LNG FACILITY | MAGNOLIA LNG, LLC | CALCASIEU | LA | 70669 | USA | KOMI HASSAN | 713-815-6900 | KHASSAN@MAGNOLIALNG.COM | 6 | LA001 | LOUISIANA DEPARTMENT OF ENV QUALITY | MR. BRYAN D. JOHNSTON | (225)219-3450 | BRYAN.JOHNSTON@LA.GOV | Permit writer: Dan Nguyen - (225)219-3395 | PSD-LA-792 | 4922 | 221210 | 110069422958 | 11/15/2015 &nbsp;ACT | 03/21/2016 &nbsp;ACT | 2017-03-08 | 2017-04-28 | A |  | A new facility to liquefy 8.0 million metric tons per year of natural gas |  | Diesel Engines | 17.11 | Diesel | 0 |  | Water Pumps (2 units) = 355 hp Tank Deluge Pumps (2 units) = 800 hp Generator = 1340 hp | Carbon Dioxide Equivalent (CO2e) | Unspecified | (Greenhouse Gasses (GHG)) | CO2e | P | good combustion/operating/maintenance practices | 0 |  |  | BACT-PSD |  | U | 0 | U | 0 |  |  | 0 |  |  | 0 | 0 | N
LA-0309 | BENTELER STEEL TUBE FACILITY | BENTELER STEEL / TUBE MANUFACTURING CORPORATION | CADDO | LA | 71115 | USA | MYRNA PACHECO PONCE DE LEON | 318-216-4206 | MYRNA.PACHECO@BENTELER.COM | 6 | LA001 | LOUISIANA DEPARTMENT OF ENV QUALITY | MR. BRYAN D. JOHNSTON | (225)219-3450 | BRYAN.JOHNSTON@LA.GOV | Permit Writer: Dan Nguyen - 225-219-3395 | PSD-LA-774(M1) | 3312 | 331111 | 110055592318 | 02/09/2015 &nbsp;ACT | 06/04/2015 &nbsp;ACT | 2017-03-09 | 2017-04-28 | A |  | A facility to produce 600,000 metric tons per year of seamless steel pipe from purchased billets. A steel production facility (including an electric arc furnace (EAF)) was added. | Permit PSD-LA-774 was issued on May 17, 2013 for the construction of the hot rolling mill. An EAF was authorized this time. | Emergency Generator Engines | 17.11 | Diesel | 2922 | hp (each) |  | Carbon Dioxide Equivalent (CO2e) | Unspecified | (Greenhouse Gasses (GHG)) | CO2e | N |  | 0 |  |  | BACT-PSD |  | U | 0 | U | 0 |  |  | 0 |  |  | 0 | 0 | N
LA-0313 | ST. CHARLES POWER STATION | ENTERGY LOUISIANA, LLC | ST. CHARLES | LA | 70068 | USA |  |  |  | 6 | LA001 | LOUISIANA DEPARTMENT OF ENV QUALITY | MR. BRYAN D. JOHNSTON | (225)219-3450 | BRYAN.JOHNSTON@LA.GOV |  | PSD-LA-804 | 4911 | 221112 | Not Found | 06/29/2015 &nbsp;ACT | 08/31/2016 &nbsp;ACT | 2017-03-13 | 2017-04-28 | A |  | The St. Charles Power Station (SCPS) is a new electric power generating facility consisting of two (2) natural gas-fired combined cycle gas turbines, each with a heat recovery stem generator unit equipped with duct burners, and one (1) steam generator turbine. The SCPS will will have a predicted net nominal output of 980 MW at ISO conditions with supplemental duct firing. |  | SCPS Emergency Diesel Generator 1 | 17.11 | Diesel | 2584 | HP |  | Carbon Dioxide Equivalent (CO2e) | Unspecified | (Greenhouse Gasses (GHG)) | CO2e | P | Good combustion practices | 0 |  |  | BACT-PSD | OPERATING PERMIT | U | 0 | U | 0 |  |  | 0 |  |  | 0 | 0 | N |  | BACT Limit = 526.39 G/BHP-HR
LA-0316 | CAMERON LNG FACILITY | CAMERON LNG LLC | CAMERON | LA | 70645 | USA | CLAYTON MILLER | 337-680-4531 | CMILLER@CAMERONLNG.COM | 6 | LA001 | LOUISIANA DEPARTMENT OF ENV QUALITY | MR. BRYAN D. JOHNSTON | (225)219-3450 | BRYAN.JOHNSTON@LA.GOV | permit writer: dan nguyen (225)219-3395 | PSD-LA-766(M3) | 4922 | 221210 | 110029511883 | 12/12/2016 &nbsp;ACT | 02/17/2017 &nbsp;ACT | 2017-03-14 | 2017-04-28 | B |  | a facility to liquefy natural gas for export (5 trains) | Permit PSD-LA-766, dated 10/1/13 for liquefaction trains 1,2, and 3 Permit PSD-LA-766(M1), dated 6/26/14, for minor changes; Permit PSD-LA-766(M2), dated 3/3/16, for train 4 and 5 | emergency generator engines (6 units) | 17.11 | diesel | 3353 | hp |  | Carbon Dioxide Equivalent (CO2e) | Unspecified | (Greenhouse Gasses (GHG)) | CO2e | P | good combustion practices | 0 |  |  | BACT-PSD |  | U | 0 | U | 0 |  |  | 0 |  |  | 0 | 0 | N
LA-0317 | METHANEX - GEISMAR METHANOL PLANT | METHANEX USA, LLC | ASCENSION | LA | 70734 | USA | GLYNN FONTENOT | 225-402-0301 | GFONTENOT@METHANEX.COM | 6 | LA001 | LOUISIANA DEPARTMENT OF ENV QUALITY | MR. BRYAN D. JOHNSTON | (225)219-3450 | BRYAN.JOHNSTON@LA.GOV | permit writer: Dr. Qingming Zhang (225)-219-3457 | PSD-LA-761(M4) | 2869 | 325199 | 110046528227 | 09/09/2016 &nbsp;ACT | 12/22/2016 &nbsp;ACT | 2017-03-15 | 2017-04-28 | A |  | methanol plant (Unit I and Unit II) to produce 6000 metric tons of methanol by steam reforming natural gas | psd-la-761, issued 11/07/12, for relocation Unit I (3000 mt/yr) from punta arenas (chile); psd-la-761(M1), issued 07/12/13, for relocation Unit II (3000 mt/yr); psd-la-761(M2) (issued 01/15/16), psd-la-761(M3) (issued 01/14/16), and psd-la-761(M4) (issued 12/22/16) are for miscellaneous reconciliation | Emergency Generator Engines (4 units) | 17.11 | Diesel | 0 |  | I-GDE-1201, II-GDE-1201 = 2346 hp I-GDE-1202 = 755 hp I-GDE-1203 = 1193 hp | Carbon Dioxide Equivalent (CO2e) | Unspecified | (Greenhouse Gasses (GHG)) | CO2e | P | complying with 40 CFR 60 Subpart IIII and 40 CFR 63 Subpart ZZZZ | 0 |  |  | BACT-PSD | NSPS , NESHAP | U | 0 | U | 0 |  |  | 0 |  |  | 0 | 0 | N
LA-0317 | METHANEX - GEISMAR METHANOL PLANT | METHANEX USA, LLC | ASCENSION | LA | 70734 | USA | GLYNN FONTENOT | 225-402-0301 | GFONTENOT@METHANEX.COM | 6 | LA001 | LOUISIANA DEPARTMENT OF ENV QUALITY | MR. BRYAN D. JOHNSTON | (225)219-3450 | BRYAN.JOHNSTON@LA.GOV | permit writer: Dr. Qingming Zhang (225)-219-3457 | PSD-LA-761(M4) | 2869 | 325199 | 110046528227 | 09/09/2016 &nbsp;ACT | 12/22/2016 &nbsp;ACT | 2017-03-15 | 2017-04-28 | A |  | methanol plant (Unit I and Unit II) to produce 6000 metric tons of methanol by steam reforming natural gas | psd-la-761, issued 11/07/12, for relocation Unit I (3000 mt/yr) from punta arenas (chile); psd-la-761(M1), issued 07/12/13, for relocation Unit II (3000 mt/yr); psd-la-761(M2) (issued 01/15/16), psd-la-761(M3) (issued 01/14/16), and psd-la-761(M4) (issued 12/22/16) are for miscellaneous reconciliation | Firewater pump Engines (4 units) | 17.11 | diesel | 896 | hp (each) |  | Carbon Dioxide Equivalent (CO2e) | Unspecified | (Greenhouse Gasses (GHG)) | CO2e | P | complying with 40 CFR 60 Subpart IIII and 40 CFR 63 Subpart ZZZZ | 0 |  |  | BACT-PSD | NSPS , NESHAP | U | 0 | U | 0 |  |  | 0 |  |  | 0 | 0 | N
LA-0323 | MONSANTO LULING PLANT | MONSANTO COMPANY | ST. CHARLES PARISH | LA | 70070 | USA | ENRIQUE WEHLEN | 9857858211 | ENRIGUE.WEHLEN@MONSANTO.COM | 6 | LA001 | LOUISIANA DEPARTMENT OF ENV QUALITY | MR. BRYAN D. JOHNSTON | (225)219-3450 | BRYAN.JOHNSTON@LA.GOV |  | PSD-LA-890 | 2879 | 325320 | 110067118274 | 09/21/2015 &nbsp;ACT | 01/09/2017 &nbsp;ACT | 2017-09-26 | 2018-05-11 | D | http://edms.deq.louisiana.gov/app/doc/view.aspx?doc=10460194&ob=yes | Chemical Manufacture | Dicamba Manufacturing Facility expansion project. | Fire Water Diesel Pump No. 3 Engine | 17.11 | Diesel Fuel | 600 | hp | Emergency engine with a limit of 100 hours/yr on operating hours for ready testing. | Carbon Dioxide Equivalent (CO2e) | Unspecified | (Greenhouse Gasses (GHG)) | CO2e | P | Proper operation and limits on hours operation for emergency engines and compliance with 40 CFR 60 Subpart IIII | 0 |  |  | BACT-PSD | NSPS | U | 0 | U | 0 |  |  | 0 |  |  | 0 | 0 | N
LA-0323 | MONSANTO LULING PLANT | MONSANTO COMPANY | ST. CHARLES PARISH | LA | 70070 | USA | ENRIQUE WEHLEN | 9857858211 | ENRIGUE.WEHLEN@MONSANTO.COM | 6 | LA001 | LOUISIANA DEPARTMENT OF ENV QUALITY | MR. BRYAN D. JOHNSTON | (225)219-3450 | BRYAN.JOHNSTON@LA.GOV |  | PSD-LA-890 | 2879 | 325320 | 110067118274 | 09/21/2015 &nbsp;ACT | 01/09/2017 &nbsp;ACT | 2017-09-26 | 2018-05-11 | D | http://edms.deq.louisiana.gov/app/doc/view.aspx?doc=10460194&ob=yes | Chemical Manufacture | Dicamba Manufacturing Facility expansion project. | Fire Water Diesel Pump No. 4 Engine | 17.11 | Diesel Fuel | 600 | hp | Emergency Engine limited to 100 hours/yr for ready tests | Carbon Dioxide Equivalent (CO2e) | Unspecified | (Greenhouse Gasses (GHG)) | CO2e | P | Proper operation and limits on hours of operation for emergency engines and compliance with 40 CFR 60 Subpart IIII | 0 |  |  | BACT-PSD | NSPS | U | 0 | U | 0 |  |  | 0 |  |  | 0 | 0 | N

## Sheet2
0.39 | G/KW-H | 0.29153 | G/hp-hr
0.62 | G/KW-H | 0.46345 | G/hp-hr
0.39 | G/KW-H | 0.29153 | G/hp-hr
0.35 | G/KW-H | 0.26162 | G/hp-hr
0.2 | G/KW-H | 0.1495 | G/hp-hr
0.1 | G/KW-H | 0.07475 | G/hp-hr
0.4 | G/KW-H | 0.299 | G/hp-hr
4 | G/KW-H | 0.15 | G/hp-hr
6.4 | G/KW-H | 0.24 | G/hp-hr
0.4 | G/KW-H | 0.299 | G/hp-hr
6.4 | G/KW-H | 0.24 | G/hp-hr