## Small Combined Cycle Gas Turbin
RBLCID | FACILITY_NAME | CORPORATE_OR_COMPANY_NAME | FACILITY_COUNTY | FACILITY_STATE | FACILITY_ZIP_CODE | FACILITY_COUNTRY | FACILTY_CONTACT_NAME | FACILITY_PHONE | FACILITY_CONTACT_EMAIL | EPA_REGION | AGENCY_CODE | AGENCY_NAME | AGENCY_CONTACT | AGENCY_PHONE | AGENCY_EMAIL | OTHER_AGENCY_CONTACT_INFO | PERMIT_NUM | SIC_CODE | NAICS_CODE | FACILITY_REGISTRY_SYSTEM_NUMBER | COMPLETE_APPLICATION_DATE | PERMIT_ISSUANCE_DATE | DATE_DETERMINATION_ENTERED_INTO_RBLC | DATE_DETERMINATION_LAST_UPDATED | PERMIT_TYPE | PERMIT_URL | FACILITY_DESCRIPTION | PERMIT_NOTES | PROCESS_NAME | PROCCESS_TYPE | PRIMARY_FUEL | THROUGHPUT | THROUGHPUT_UNIT | PROCESS_NOTES | POLLUTANT | TESTMETHOD | POLLUTANT_GROUP(S) | CAS_NUMBER | CONTROL_METHOD_CODE | CONTROL_METHOD_DESCRIPTION | EMISSION_LIMIT_1 | EMISSION_LIMIT_1_UNIT | EMISSION_LIMIT_1_AVG_TIME_CONDITION | CASE-BY-CASE_BASIS | OTHER_ APPLICABLE_REQUIREMENTS | OTHER_FACTORS | PERCENT_EFFICIENCY | COMPLIANCE_VERIFIED | EMISSION_LIMIT_2 | EMISSION_LIMIT_2_UNIT | EMISSION_LIMIT_2_AVGERAGE_TIME_CONDITION | STANDARAD_EMISSION_LIMIT | STANDARD_EMISSION_LIMIT_UNIT | STANDARD_LIMIT_AVERAGE_TIME_CONDITION | COST_EFFECTIVENESS | INCREMENTAL_COST_EFFECTIVENESS | Cost_Verified | DOLLAR_YEAR_USED_IN_COST_ESTIMATES | POLLUTANT_COMPLIANCE_NOTES
IN-0173 | MIDWEST FERTILIZER CORPORATION | MIDWEST FERTILIZER CORPORATION | POSEY | IN | 47620 | USA | MICHAEL CHORLTON | 3176258315 |  | 5 | IN001 | INDIANA DEPT OF ENV MGMT, OFC OF AIR | MR. MATT STUCKEY | (317) 233-0203 | mstuckey@idem.in.gov | PERMIT WRITER: DAVID MATOUSEK (317) 232-8253 DMATOUSE@IDEM.IN.GOV SECTION CHIEF: NATHAN BELL (317) 233-5670 NBELL@IDEM.IN.GOV | 129-33576-00059 | 2873 | 325311 | 110060000000 | 08/26/2013 &nbsp;ACT | 06/04/2014 &nbsp;ACT | 2014-07-17 | 2016-05-04 | A | HTTP://PERMITS.AIR.IDEM.IN.GOV/33576F.PDF | A STATIONARY NITROGEN FERTILIZER MANUFACTURING FACILITY |  | TWO (2) NATURAL GAS FIRED COMBUSTION TURBINES | 16.21 | NATURAL GAS | 283 | MMBTU/H, EACH | NATURAL GAS FIRED, OPEN-SIMPLE CYCLE COMBUSTION TURBINES WITH HEAT RECOVERY | Carbon Dioxide | Unspecified | (Acid Gasses/Mist,Greenhouse Gasses (GHG),InOrganic Compounds) | 124-38-9 | P | GOOD COMBUSTION PRACTICES AND PROPER DESIGN | 12666 | BTU/KW-H, MINIMUM | CONTINUOUS | BACT-PSD |  | N | 0 |  | 116.89 | LB/MMBTU | 3-HR AVERAGE | 0 |  |  | 0 | 0 | N |  | CO2 EMISSIONS SHALL NOT EXCEED 144,890 TON/YEAR
IN-0173 | MIDWEST FERTILIZER CORPORATION | MIDWEST FERTILIZER CORPORATION | POSEY | IN | 47620 | USA | MICHAEL CHORLTON | 3176258315 |  | 5 | IN001 | INDIANA DEPT OF ENV MGMT, OFC OF AIR | MR. MATT STUCKEY | (317) 233-0203 | mstuckey@idem.in.gov | PERMIT WRITER: DAVID MATOUSEK (317) 232-8253 DMATOUSE@IDEM.IN.GOV SECTION CHIEF: NATHAN BELL (317) 233-5670 NBELL@IDEM.IN.GOV | 129-33576-00059 | 2873 | 325311 | 110060000000 | 08/26/2013 &nbsp;ACT | 06/04/2014 &nbsp;ACT | 2014-07-17 | 2016-05-04 | A | HTTP://PERMITS.AIR.IDEM.IN.GOV/33576F.PDF | A STATIONARY NITROGEN FERTILIZER MANUFACTURING FACILITY |  | THREE (3) AUXILARY BOILERS | 16.21 | NATURAL GAS | 218.6 | MMBTU/H, EACH | NATURAL GAS USAGE IN EACH BOILER NOT TO EXCEED 1501.91 MMCF/YR | Carbon Dioxide | Unspecified | (Acid Gasses/Mist,Greenhouse Gasses (GHG),InOrganic Compounds) | 124-38-9 | P | GOOD COMBUSTION PRACTICES AND PROPER DESIGN: AIR INLET CONTROLS, HEAT RECOVERY CONDENSATE AND BLOWDOWN HEAT RECOVERY | 59.61 | T/MMCF | 3-HR AVERAGE | BACT-PSD |  | N | 0 |  | 80 | % | THERMAL EFFICIENCY (HHV) | 0 |  |  | 0 | 0 | N
IN-0180 | MIDWEST FERTILIZER CORPORATION | MIDWEST FERTILIZER CORPORATION | POSEY | IN | 47620 | USA | MICHAEL CHORLTON | 3176258315 |  | 5 | IN001 | INDIANA DEPT OF ENV MGMT, OFC OF AIR | MR. MATT STUCKEY | (317) 233-0203 | mstuckey@idem.in.gov | PERMIT WRITER: DAVID MATOUSEK (317) 232-8253 DMATOUSE@IDEM.IN.GOV SECTION CHIEF: NATHAN BELL (317) 233-5670 NBELL@IDEM.IN.GOV | 129-33576-00059 | 2873 | 325311 | 110060000000 | 08/26/2013 &nbsp;ACT | 06/04/2014 &nbsp;ACT | 2014-08-12 | 2016-05-05 | A | HTTP://PERMITS.AIR.IDEM.IN.GOV/33576F.PDF | A STATIONARY NITROGEN FERTILIZER MANUFACTURING FACILITY |  | TWO (2) NATURAL GAS FIRED COMBUSTION TURBINES | 16.21 | NATURAL GAS | 283 | MMBTU/H, EACH | NATURAL GAS FIRED, OPEN-SIMPLE CYCLE COMBUSTION TURBINES WITH HEAT RECOVERY | Carbon Dioxide | Unspecified | (Acid Gasses/Mist,Greenhouse Gasses (GHG),InOrganic Compounds) | 124-38-9 | P | GOOD COMBUSTION PRACTICES AND PROPER DESIGN | 12666 | BTU/KW-H, MINIMUM | CONTINUOUS | BACT-PSD |  | N | 0 |  | 116.89 | LB/MMBTU | 3-HR AVERAGE | 0 |  |  | 0 | 0 | N |  | CO2 EMISSIONS SHALL NOT EXCEED 144,890 TON/YEAR
IN-0180 | MIDWEST FERTILIZER CORPORATION | MIDWEST FERTILIZER CORPORATION | POSEY | IN | 47620 | USA | MICHAEL CHORLTON | 3176258315 |  | 5 | IN001 | INDIANA DEPT OF ENV MGMT, OFC OF AIR | MR. MATT STUCKEY | (317) 233-0203 | mstuckey@idem.in.gov | PERMIT WRITER: DAVID MATOUSEK (317) 232-8253 DMATOUSE@IDEM.IN.GOV SECTION CHIEF: NATHAN BELL (317) 233-5670 NBELL@IDEM.IN.GOV | 129-33576-00059 | 2873 | 325311 | 110060000000 | 08/26/2013 &nbsp;ACT | 06/04/2014 &nbsp;ACT | 2014-08-12 | 2016-05-05 | A | HTTP://PERMITS.AIR.IDEM.IN.GOV/33576F.PDF | A STATIONARY NITROGEN FERTILIZER MANUFACTURING FACILITY |  | THREE (3) AUXILARY BOILERS | 16.21 | NATURAL GAS | 218.6 | MMBTU/H, EACH | NATURAL GAS USAGE IN EACH BOILER NOT TO EXCEED 1501.91 MMCF/YR | Carbon Dioxide | Unspecified | (Acid Gasses/Mist,Greenhouse Gasses (GHG),InOrganic Compounds) | 124-38-9 | P | GOOD COMBUSTION PRACTICES AND PROPER DESIGN: AIR INLET CONTROLS, HEAT RECOVERY CONDENSATE AND BLOWDOWN HEAT RECOVERY | 59.61 | TON/MMCF | 3-HR AVERAGE | BACT-PSD |  | N | 0 |  | 80 | % | THERMAL EFFICIENCY (HHV) | 0 |  |  | 0 | 0 | N
AL-0282 | LENZING FIBERS, INC. | LENZING FIBERS, INC. | MOBILE | AL | 36505 | USA | MR. KEVIN, PLANT MANAGER ALLEN | 251-679-2814 | K.ALLEN@LENZING.COM | 4 | AL001 | ALABAMA DEPT OF ENVIRONMENTAL MGMT | MR. DALE HURST | (334) 271-7882 | ADH@ADEM.STATE.AL.US |  | 503-0047-X014 | 2823 | 325221 | 110044000000 | 11/19/2013 &nbsp;ACT | 01/22/2014 &nbsp;ACT | 2015-03-17 | 2016-05-09 | B |  | Production of lyocell fiber by solvent spinning process. | NAICS Code: 325220 | Gas Turbine with HRSG | 16.21 | Natural Gas | 25 | MW |  | Carbon Dioxide Equivalent (CO2e) | Other - 1,2,3A, and 4 | (Greenhouse Gasses (GHG)) | CO2e | P | Good combustion practices. | 137908 | TPY OF CO2E | 12 - MONTH ROLLING | BACT-PSD | OPERATING PERMIT | U | 0 | U | 0 |  |  | 0 |  |  | 0 | 0 | N
AL-0321 | KIMBERLY-CLARK MOBILE | KIMBERLY-CLARK CORPORATION - MOBILE OPERATIONS | MOBILE | AL | 36610 | USA | LEEANNE STICKLAND | 251 330 3464 | LEEANNE.STRICKLAND@KCC.COM | 4 | AL001 | ALABAMA DEPT OF ENVIRONMENTAL MGMT | MR. DALE HURST | (334) 271-7882 | ADH@ADEM.STATE.AL.US |  | 503-2012 | 2621 | 322121 | 110058000000 | 08/21/2017 &nbsp;ACT | 10/11/2017 &nbsp;ACT | 2018-01-12 | 2018-05-11 | B |  |  |  | 802 Combustion Turbine | 16.21 | Natural Gas | 22.4 | MW | 22.4MW Solar Titan 250E Combustion Turbine with 130 MMBtu/hr Supplemental Burner. | Carbon Dioxide Equivalent (CO2e) | Unspecified | (Greenhouse Gasses (GHG)) | CO2e | N |  | 40921 | LB/HR |  | BACT-PSD |  | U | 0 | U | 179235 | TPY |  | 0 |  |  | 0 | 0 | N
AL-0321 | KIMBERLY-CLARK MOBILE | KIMBERLY-CLARK CORPORATION - MOBILE OPERATIONS | MOBILE | AL | 36610 | USA | LEEANNE STICKLAND | 251 330 3464 | LEEANNE.STRICKLAND@KCC.COM | 4 | AL001 | ALABAMA DEPT OF ENVIRONMENTAL MGMT | MR. DALE HURST | (334) 271-7882 | ADH@ADEM.STATE.AL.US |  | 503-2012 | 2621 | 322121 | 110058000000 | 08/21/2017 &nbsp;ACT | 10/11/2017 &nbsp;ACT | 2018-01-12 | 2018-05-11 | B |  |  |  | 801 Combustion Turbine | 16.21 | Natural Gas | 22.4 | MW | 22.4MW Solar Titan 250E Combustion Turbine with 130 MMBtu/hr Supplemental Burner | Carbon Dioxide Equivalent (CO2e) | Unspecified | (Greenhouse Gasses (GHG)) | CO2e | N |  | 40921 | LB/HR |  | BACT-PSD |  | U | 0 | U | 179235 | TPY |  | 0 |  |  | 0 | 0 | N
CO-0068 | LUCERNE GAS PROCESSING PLANT | DCP MIDSTREAM, LP | WELD | CO | 80631 | USA | DANA STEPHENS | 303-605-1745 | DSTEPHENS@DCPMIDSTREAM.COM | 8 | CO001 | COLORADO DEPT OF HEALTH - AIR POLL CTRL | MR. ROLAND HEA | (303) 692-3252 | Roland.Hea@state.co.us |  | 12WE2024 | 1321 | 211111 | 110001000000 | 06/19/2012 &nbsp;ACT | 01/13/2014 &nbsp;ACT | 2014-09-17 | 2016-05-05 | B |  | Gas processing plant | DCP Midstream, LP has submitted a request to modify their Lucerne Gas Processing Plant to include a new processing train referred to as the Lucerne 2 expansion project. The new 230 MMSCFD processing train will receive third party field produced natural gas, remove entrained carbon dioxide (CO2) and water, extract natural gas liquids (NGL) and then re-compress the residue gas stream for sales. This is PSD Major for GHG only. | Combustion Turbines | 16.21 | natural gas | 72.73 | MMBTU/H | Two natural gas fired combustion turbines equipped with low NOX burners, site rated at 9,055 horsepower each. | Carbon Dioxide Equivalent (CO2e) | Unspecified | (Greenhouse Gasses (GHG)) | CO2e | P | Waste heat recovery, thermal efficiency, tune-ups & maintenance. | 42268 | TON CO2E | PER YEAR (EACH) | BACT-PSD | OPERATING PERMIT | U | 0 | U | 40 | % | THERMAL EFFICIENCY | 0 |  |  | 0 | 0 | N |  | The turbines shall be equipped with waste heat recovery units (WHRU) to increase the efficient use of waste heat for process heating. The combustion turbines and the WHRUs system shall meet a BACT limit of 40% minimum thermal efficiency on a 12-month rolling average basis. Tune-ups and maintenance shall be required annually for the life of the turbines.
MA-0041 | MEDICAL AREA TOTAL ENERGY PLANT | MATEP LIMITED PARTNERSHIP | SUFFOLK | MA | 2215 | USA | PETER GLUCKLER | (617) 598-2711 | PETER.GLUCKLER@VEOLIA.COM | 1 | MA001 | MASSACHUSETTS DEPT OF ENVIRONMENTAL PROTECTION | MR. MARC WOLMAN | (617)292-5515 | marc.wolman@state.ma.us. | Edward Braczyk MassDEP Northeast Regional Office 205B Lowell Street Wilmington, MA 01887 (978) 694-3289 Edward.Braczyk@state.ma.us | NE-14-013 | 4911 | 221112 | 110001000000 | 07/01/2015 &nbsp;ACT | 07/01/2016 &nbsp;ACT | 2017-01-04 | 2017-04-28 | B | http://www.mass.gov/eea/agencies/massdep/air/approvals/air-permits-and-approvals-issued-to-facilities.html | MATEP proposes to construct and operate a new 14.4 megawatt (MW) combined heat and power (CHP) combustion turbine/heat recovery steam generator at the existing combined heat and power plant. | separate PSD permit under delegated program, and CPA approval (including state minor NSR for other pollutants) other facility-wide emission increase (not listed in next section): GHG(CO2e): 108,500TPY, Sulfuric Acid Mist: 2.55TPY, Lead: 0.1 TPY | Combustion Turbine with Duct Burner | 16.21 | Natural Gas | 203.4 | MMBTU/H | a nominal 14.4 Megawatt (MW) Solar Titan 130 Combustion Turbine Generator (164.6MMBtu/hr for NG firing, 158.8MMBtu/hr for ULSD firing) with Heat Recovery Steam Generator including a Duct Burner (38.8MMBtu/hr NG firing only). Max. ULSD usage: 878,400 gallons per 12-month rolling period | Carbon Dioxide Equivalent (CO2e) | Unspecified | (Greenhouse Gasses (GHG)) | CO2e | N |  | 119 | LB/MMBTU | 1 HR BLOCK AVG/EXCLUDING SS, NG FIRING | BACT-PSD | OPERATING PERMIT , SIP | U | 0 | U | 166 | LB/MMBTU | 1 HR BLOCK AVG/EXCLUDING SS, ULSD FIRING | 0 |  |  | 0 | 0 | N |  | CO2e(firing NG): â‰¤19,584 lb/hr(no duct firing), â‰¤24,200 lb/hr(with duct firing); CO2e(turbine firing ULSD): â‰¤26,363 lb/hr(no duct firing), â‰¤31,000 lb/hr(with duct firing).
*MA-0043 | MIT CENTRAL UTILITY PLANT | MASSACHUSETTS INSTITUTE OF TECHNOLOGY | MIDDLESEX | MA | 2139 | USA | ZHANNA DAVIDOVITZ | 6174522510 | ZHANNA@MIT.EDU | 1 | MA001 | MASSACHUSETTS DEPT OF ENVIRONMENTAL PROTECTION | MR. MARC WOLMAN | (617)292-5515 | marc.wolman@state.ma.us. | Edward Braczyk MassDEP Northeast Regional Office 205B Lowell Street Wilmington, MA 01887 (978) 694-3289 Edward.Braczyk@state.ma.us | NE-15-018 | 8221 | 611310 | 110028000000 | 04/03/2017 &nbsp;ACT | 06/21/2017 &nbsp;ACT | 2017-07-05 | 2019-06-26 | D |  | MIT proposes to construct and operate two new 22 megawatt (MW) combined heat and power (CHP) combustion turbines/heat recovery steam generators and a new cold start engine at its existing Central Utility Plant. | https://fileservice.eea.comacloud.net/v1.4.0/FileService.Api/file/AQPermit/dgjdgbej | Combustion Turbine with Duct Burner | 16.21 | Natural Gas | 353 | MMBtu/hr | two nominal 22 Megawatt (MW) Solar Titan 250 Combustion Turbine Generators (219MMBtu/hr for NG firing, 212MMBtu/hr for ULSD firing) with Heat Recovery Steam Generator including a Duct Burner (134MMBtu/hr NG firing only). Max. ULSD usage: 279,216 gallons per 12-month rolling period per CTG | Carbon Dioxide Equivalent (CO2e) | Unspecified | (Greenhouse Gasses (GHG)) | CO2e | N |  | 117.098 | LB/MMBTU | 1 HR BLOCK AVG/EXCLUDING SS, NG FIRING | BACT-PSD | SIP , OPERATING PERMIT | U | 0 | U | 163.61 | LB/MMBTU | 1 HR BLOCK AVG/EXCLUDING SS, ULSD FIRING | 0 |  |  | 0 | 0 | N |  | CO2e(firing NG): â‰¤26,194 lb/hr(no duct firing), â‰¤41,885 lb/hr(with duct firing); CO2e(turbine firing ULSD): â‰¤163.61 lb/MMBtu & â‰¤37,516 lb/hr(no duct firing), â‰¤146.36 lb/MBtu & â‰¤53,347 lb/hr(with duct firing). CO2e emissions during start-up and shutdown events are not expected to be elevated.
MI-0436 | CENTRAL POWER PLANT | THE REGENTS OF THE UNIVERSITY OF MICHIGAN | WASHTENAW | MI | 48109-1010 | USA | BRANDI CAMPBELL | 734-647-9017 | CAMPBELB@UMICH.EDU | 5 | MI001 | MICHIGAN DEPT OF ENVIRONMENTAL QUALITY | MS. CINDY SMITH | (517)284-6802 | SMITHC17@MICHIGAN.GOV | Please contact the permit engineer, Ms. Ambrosia Brown, at 517-284-6788 or at browna39@michigan.gov, for technical questions regarding the permit. Thank you. | 2019-01-18 | 8221 | 611310 | Not Found | 04/17/2018 &nbsp;ACT | 08/23/2018 &nbsp;ACT | 2018-10-15 | 2019-02-20 | B |  | The facility supplies heating, cooling and electricity to campus buildings. | The &lsquo;&lsquo;Facilitywide Pollutants&lsquo;&lsquo; listed below are the emissions increases for the project and not for the entire university. | EU-CPP-CHPHRSG (combined heat and power unit) | 16.21 | Natural gas | 190.1 | MMBTU/H | The emission unit is a combined heat and power unit with heat recovery steam generator (HRSG). The primary fuel for the turbine is natural gas but it will be capable of firing ultra-low sulfur diesel (ULSD) as a backup fuel. The CTG has a rating of 190.1 MMBTU/H (HHV) on natural gas and 173.4 MMBTU/H (HHV) on ULSD. The HRSG is equipped with a natural gas-fired duct burner rated at 112 MMBTU/H (HHV). The HRSG is not capable of operating independently from the CTG. The CTG/HRSG is equipped with dry low NOx combustion technology and SCR. | Carbon Dioxide Equivalent (CO2e) | Unspecified | (Greenhouse Gasses (GHG)) | CO2e | P | Follow manufacturer inspection and maintenance recommendations, install insulation where appropriate to minimize heat loss, use of computer-based control system that enables monitoring and optimal fuel and air flows, select system design to maximum efficiency, an audible, visible, and olfactory inspection and maintenance routine to minimize leaks in gas piping components. | 155597 | T/YR | OF CO2E | BACT-PSD |  | N | 0 | N | 1000 | LB/MWH | OF CO2E BASED ON GROSS ENERGY OUTPUT AT | 0 |  |  | 98 | 0 | N | 2010 | The second limit above, 1000 lb/MWh is based on CO2e based on gross energy output at full loads. Cost effectiveness for carbon capture and sequestration.
OH-0359 | DTE MARIETTA | DTE ENERGY | WASHINGTON | OH | 45750 | USA | STEVE ZERVAS | 734-302-8206 | ZERVAS@DTEENERGY.COM | 5 | OH001 | OHIO ENVIRONMENTAL PROTECTION AGENCY | MICHAEL MALESKI | (614) 644-3613 | Michael.Maleski@epa.ohio.gov |  | P0115137 | 4911 | 221119 | 110064000000 | 07/29/2013 &nbsp;ACT | 03/31/2014 &nbsp;ACT | 2015-12-30 | 2019-02-19 | B |  | The newly installed DTE facility includes an 8 MW NG fired combustion turbine (83 MMbtu/hr) connected to a 130 MMbtu/hr NG fired HRSG. The cogeneration facility provides electricity and steam to an existing Solvay Specialty Polymers USA, LLC facility. The new DTE facility also includes two 96.5 MMBtu/hr auxilary boilers for back-up steam. A diesel fired black start generator was also installed and is used for black starts of the turbine. DTE is located on the property of Solvay, and the two are a single source with respect to Title V and major NSR. | Initial installation of a new cogeneration facility. Only CO2e is subject to PSD. | Turbine/Heat Recovery Steam Generator (P001) | 16.21 | natural gas | 83.3 | MMBTU/H | Natural gas fired 8 MW Turbine with a maximum heat input capacity of 83.3 MMBtu/hr | Carbon Dioxide Equivalent (CO2e) | Unspecified | (Greenhouse Gasses (GHG)) | CO2e | P | high efficiency design (natural gas-fired, waste heat recovery) | 109401.7 | T/YR |  | BACT-PSD |  | U | 0 | U | 0 |  |  | 0 |  |  | 0 | 0 | N |  | CO2e is the only pollutant subject to PSD.
AK-0066 | ENDICOTT PRODUCTION FACILITY, LIBERTY DEVELOPMENT PROJECT | BRITISH PETROLEUM EXPLORATION ALASKA (BPXA) | PRUDHOE BAY | AK |  | USA | ALISON COOKE | 9075644838 |  | 10 | AK001 | ALASKA DEPT OF ENVIRONMENTAL CONS | MR. JIM PLOSAY | (907) 465-5103 | JOHN.KUTERBACH@ALASKA.GOV | SALLY RYAN, (907) 269-6271 MATT WILKINSON, (907) 465-5124 | AQ0181CPT06, REVISION 2 | 1311 | 211111 | UNKNOWN | &nbsp; | 06/15/2009 &nbsp;ACT | 2009-06-03 | 2009-08-06 | B |  | AT ENDICOTT, BPXA PROCESSES CRUDE OIL PRODUCTION FLUIDS RECEIVED FROM VARIOUS CRUDE OIL ACCUMULATIONS LOCATED ON THE NORTH SLOPE OF ALASKA. THE STATIONARY SOURCE IS CURRENTLY SITUATED ON TWO OFF-SHORE PRODUCTION ISLANDS, WHICH ARE LOCATED IN THE BEAUFORT SEA, AND CONNECTED BY A 3.5 MILE CAUSEWAY. ENDICOTT IS CURRENTLY CAPABLE OF PROCESSING 120,000 BARRELS OF CRUDE OIL PER DAY AND 480 MILLION STANDARD CUBIC FEET OF GAS. PRODUCTION FLUIDS CONSIST MAINLY OF CRUDE OIL, HYDROCARBON GAS, AND WATER. THE CRUDE OIL IS PROCESSED TO REMOVE HYDROCARBON GAS AND WATER IN ORDER TO MEET SPECIFIC CRUDE-OIL SALES SPECIFICATIONS. THE HYDROCARBON GAS IS DEHYDRATED, STRIPPED OF HEAVIER HYDROCARBONS THAT MAY BE PRESENT AND COMPRESSED FOR RE-INJECTION INTO THE OIL-BEARING RESERVOIR OR USED AS FUEL. WATER IS PROCESSED TO REMOVE ENTRAINED CRUDE OIL BEFORE RE-INJECTION. THE ENERGY NEEDED TO SUPPORT OPERATIONS COMES PRIMARILY FROM THE COMBUSTION OF PRODUCED HYDROCARBON GAS. |  | EU ID 10A, TURBINE | 16.21 | FUEL GAS | 7.5 | KW |  | Carbon Monoxide | Unspecified | (InOrganic Compounds) | 630-08-0 | A | CATALYTIC OXIDATION | 5 | PPMV @ 15% O2 | WHEN AMBIENT TEMPERATURE => 10 DEG-F | BACT-PSD |  | U | 90 | U | 15 | PPMV @ 15% O2 | WHEN AMBIENT TEMPERATURE < 10 DEG-F | 0 |  |  | 2246 | 0 | N | 2008 | BPXA ESTIMATED THE COST EFFECTIVENESS AT $2,900/TON, WHICH THE ALASKA DEPARTMENT OF ENVIRONMENTAL CONSERVATION DETERMINED WAS ALSO REASONABLE FOR BACT.
IN-0173 | MIDWEST FERTILIZER CORPORATION | MIDWEST FERTILIZER CORPORATION | POSEY | IN | 47620 | USA | MICHAEL CHORLTON | 3176258315 |  | 5 | IN001 | INDIANA DEPT OF ENV MGMT, OFC OF AIR | MR. MATT STUCKEY | (317) 233-0203 | mstuckey@idem.in.gov | PERMIT WRITER: DAVID MATOUSEK (317) 232-8253 DMATOUSE@IDEM.IN.GOV SECTION CHIEF: NATHAN BELL (317) 233-5670 NBELL@IDEM.IN.GOV | 129-33576-00059 | 2873 | 325311 | 110060000000 | 08/26/2013 &nbsp;ACT | 06/04/2014 &nbsp;ACT | 2014-07-17 | 2016-05-04 | A | HTTP://PERMITS.AIR.IDEM.IN.GOV/33576F.PDF | A STATIONARY NITROGEN FERTILIZER MANUFACTURING FACILITY |  | TWO (2) NATURAL GAS FIRED COMBUSTION TURBINES | 16.21 | NATURAL GAS | 283 | MMBTU/H, EACH | NATURAL GAS FIRED, OPEN-SIMPLE CYCLE COMBUSTION TURBINES WITH HEAT RECOVERY | Carbon Monoxide | Unspecified | (InOrganic Compounds) | 630-08-0 | P | GOOD COMBUSTION PRACTICES AND PROPER DESIGN | 0.03 | LB/MMBTU | 3-HR AVERAGE AT > 50% PEAK LOAD | BACT-PSD |  | N | 0 |  | 0 |  |  | 0 |  |  | 0 | 0 | N
IN-0173 | MIDWEST FERTILIZER CORPORATION | MIDWEST FERTILIZER CORPORATION | POSEY | IN | 47620 | USA | MICHAEL CHORLTON | 3176258315 |  | 5 | IN001 | INDIANA DEPT OF ENV MGMT, OFC OF AIR | MR. MATT STUCKEY | (317) 233-0203 | mstuckey@idem.in.gov | PERMIT WRITER: DAVID MATOUSEK (317) 232-8253 DMATOUSE@IDEM.IN.GOV SECTION CHIEF: NATHAN BELL (317) 233-5670 NBELL@IDEM.IN.GOV | 129-33576-00059 | 2873 | 325311 | 110060000000 | 08/26/2013 &nbsp;ACT | 06/04/2014 &nbsp;ACT | 2014-07-17 | 2016-05-04 | A | HTTP://PERMITS.AIR.IDEM.IN.GOV/33576F.PDF | A STATIONARY NITROGEN FERTILIZER MANUFACTURING FACILITY |  | THREE (3) AUXILARY BOILERS | 16.21 | NATURAL GAS | 218.6 | MMBTU/H, EACH | NATURAL GAS USAGE IN EACH BOILER NOT TO EXCEED 1501.91 MMCF/YR | Carbon Monoxide | Unspecified | (InOrganic Compounds) | 630-08-0 | P | GOOD COMBUSTION PRACTICES AND PROPER DESIGN | 37.22 | LB/MMCF | 3-HR AVERAGE | BACT-PSD |  | N | 0 |  | 0 |  |  | 0 |  |  | 0 | 0 | N
IN-0180 | MIDWEST FERTILIZER CORPORATION | MIDWEST FERTILIZER CORPORATION | POSEY | IN | 47620 | USA | MICHAEL CHORLTON | 3176258315 |  | 5 | IN001 | INDIANA DEPT OF ENV MGMT, OFC OF AIR | MR. MATT STUCKEY | (317) 233-0203 | mstuckey@idem.in.gov | PERMIT WRITER: DAVID MATOUSEK (317) 232-8253 DMATOUSE@IDEM.IN.GOV SECTION CHIEF: NATHAN BELL (317) 233-5670 NBELL@IDEM.IN.GOV | 129-33576-00059 | 2873 | 325311 | 110060000000 | 08/26/2013 &nbsp;ACT | 06/04/2014 &nbsp;ACT | 2014-08-12 | 2016-05-05 | A | HTTP://PERMITS.AIR.IDEM.IN.GOV/33576F.PDF | A STATIONARY NITROGEN FERTILIZER MANUFACTURING FACILITY |  | TWO (2) NATURAL GAS FIRED COMBUSTION TURBINES | 16.21 | NATURAL GAS | 283 | MMBTU/H, EACH | NATURAL GAS FIRED, OPEN-SIMPLE CYCLE COMBUSTION TURBINES WITH HEAT RECOVERY | Carbon Monoxide | Unspecified | (InOrganic Compounds) | 630-08-0 | P | GOOD COMBUSTION PRACTICES AND PROPER DESIGN | 0.03 | LB/MMBTU | 3-HR AVERAGE AT > 50% PEAK LOAD | BACT-PSD |  | N | 0 |  | 0 |  |  | 0 |  |  | 0 | 0 | N
IN-0180 | MIDWEST FERTILIZER CORPORATION | MIDWEST FERTILIZER CORPORATION | POSEY | IN | 47620 | USA | MICHAEL CHORLTON | 3176258315 |  | 5 | IN001 | INDIANA DEPT OF ENV MGMT, OFC OF AIR | MR. MATT STUCKEY | (317) 233-0203 | mstuckey@idem.in.gov | PERMIT WRITER: DAVID MATOUSEK (317) 232-8253 DMATOUSE@IDEM.IN.GOV SECTION CHIEF: NATHAN BELL (317) 233-5670 NBELL@IDEM.IN.GOV | 129-33576-00059 | 2873 | 325311 | 110060000000 | 08/26/2013 &nbsp;ACT | 06/04/2014 &nbsp;ACT | 2014-08-12 | 2016-05-05 | A | HTTP://PERMITS.AIR.IDEM.IN.GOV/33576F.PDF | A STATIONARY NITROGEN FERTILIZER MANUFACTURING FACILITY |  | THREE (3) AUXILARY BOILERS | 16.21 | NATURAL GAS | 218.6 | MMBTU/H, EACH | NATURAL GAS USAGE IN EACH BOILER NOT TO EXCEED 1501.91 MMCF/YR | Carbon Monoxide | Unspecified | (InOrganic Compounds) | 630-08-0 | P | GOOD COMBUSTION PRACTICES AND PROPER DESIGN | 37.22 | LB/MMCF | 3-HR AVERAGE | BACT-PSD |  | N | 0 |  | 0 |  |  | 0 |  |  | 0 | 0 | N
*SD-0005 | DEER CREEK STATION | BASIN ELECTRIC POWER COOPERATIVE | BROOKINGS | SD | 57026 | USA | JERRY MENGE | 7012230441 |  | 8 | SD001 | SOUTH DAKOTA DEPT OF WATER & NAT'L RES | KYRIK ROMBOUGH | (605)730-3151 | kyrik.rombough@state.sd.us |  | 28.0505-PSD | 4911 | 221112 | 110056000000 | &nbsp; | 06/29/2010 &nbsp;ACT | 2011-06-30 | 2018-03-23 | A |  | Natural gas-fired combustion turbine and heat recovery steam generator for electricity production. The facility has a maximum net output of 300 megawatts. |  | Combustion turbine/heat recovery steam generator | 16.21 | Natural Gas | 300 | Megawatts | Combustion Turbine - 1,713 million Btus per hour (Lower Heating Value) heat input Duct Burner- 615.2 million Btus per hour (Lower Heating Value) heat input | Carbon Monoxide | Unspecified | (InOrganic Compounds) | 630-08-0 | A | Catalytic oxidation | 10.5 | LB/H | 3-HOUR, EXCLUDES SSM PERIODS | BACT-PSD |  | U | 0 | U | 840 | POUNDS PER SS PERIOD | STARTUP AND SHUTDOWN (SS) | 2 | PPMVD @ 15% O2 | 3-HOUR, EXCLUDES SSM PERIODS | 0 | 0 | N
TX-0551 | PANDA SHERMAN POWER STATION | PANDA SHERMAN POWER LLC | GRAYSON | TX |  | USA |  |  |  | 6 | TX001 | TEXAS COMMISSION ON ENVIRONMENTAL QUALITY (TCEQ) | MICHAEL PARTEE | (512) 239-3312 | michael.partee@tceq.texas.gov | Ms. Tara Capobianco, P.E. 512-239-1117 tcapobia@tceq.state.tx.us | PSDTX1198 | 4911 | 221112 | UNKNOWN | 12/22/2008 &nbsp;ACT | 02/03/2010 &nbsp;ACT | 2010-04-05 | 2010-05-17 | A |  | A combined-cycle power plant producing a nominal 600 MW with two Siemens SGT6-5000F (501F) or two GE 7FA gas turbines. | State permit 87225 | Natural Gas-fired Turbines | 16.21 | Natural Gas | 600 | MW | 2 Siemens SGT6-5000F or 2 GE Frame 7FA. Both capable of combined or simple cycle operation. 468 MMBtu/hr duct burners. | Carbon Monoxide | Unspecified | (InOrganic Compounds) | 630-08-0 | P | Good combustion practices | 4 | PPMVD | @ 15% O2, ROLLNG 24-HR AVG, SIMPLE CYCLE | BACT-PSD |  | U | 0 | U | 15 | PPMVD | @ 15% O2, RLNG 24-HR AVG, COMBINED CYCLE | 0 |  |  | 0 | 0 | N
TX-0552 | WOLF HOLLOW POWER PLANT NO. 2 | STARK POWER GENERATION II HOLDINGS, LLC | HOOD | TX |  | USA |  |  |  | 6 | TX001 | TEXAS COMMISSION ON ENVIRONMENTAL QUALITY (TCEQ) | MICHAEL PARTEE | (512) 239-3312 | michael.partee@tceq.texas.gov | Ms. Ruth Alvirez 512-239-5220 ralvirez@tceq.state.tx.us | PSDTX1110 | 4911 | 221112 | UNKNOWN | 12/07/2007 &nbsp;ACT | 03/03/2010 &nbsp;ACT | 2010-04-05 | 2010-05-18 | B |  | A combined-cycle power plant generating a nominal 800 MW with either 2 MHI501G turbines or 2 GE 7FA turbines. | State permit 83638 | Natural gas-fired turbines | 16.21 | natural gas | 600 | MW | Project will be either 2 MHI501G gas turbines plus 230 MMBtu/hr duct burner firing for each turbine or 2 GE 7FA gas turbines plus 570 MMBtu/hr duct burner firing for each turbine. | Carbon Monoxide | Unspecified | (InOrganic Compounds) | 630-08-0 | P | Good combustion practices | 10 | PPMVD | @ 15% O2, ROLLING 3-HR AVG, MHI501G | BACT-PSD |  | U | 0 | U | 11 | PPMVD | @ 15% O2, ROLLING 3-HR AVG, GE 7FA | 0 |  |  | 0 | 0 | N
TX-0625 | WA PARISH ELECTRIC GENERATING STATION -DEMONSTRATION PROJECT | NRG TEXAS POWER LLC | FORT BEND | TX | 77481 | USA | CRAIG ECKBERG | 713-537-2146 |  | 6 | TX001 | TEXAS COMMISSION ON ENVIRONMENTAL QUALITY (TCEQ) | MICHAEL PARTEE | (512) 239-3312 | michael.partee@tceq.texas.gov | Mr. Tan Nguyen 512-239-3445 tan.nguyen@tceq.texas.gov | PSDTX1268 | 4911 | 221112 | 110001000000 | 09/19/2011 &nbsp;ACT | 12/19/2012 &nbsp;ACT | 2013-01-03 | 2014-02-11 | B |  |  | 98664, N138 | Cogeneration turbine | 16.21 | natural gas | 80 | MW | General Electric (GE) Frame 7EA (or a similar sized unit), which is rated at a maximum base-load electric output of approximately 80 megawatts (MW). HRSG duct burner has a maximum heat input capacity of 225 million British thermal units per hour (MMBtu/hr) based on the high heating value (HHV) of the fuel fired. The steam will be used for the regeneration of the Demonstration Unit solvent. | Carbon Monoxide | Unspecified | (InOrganic Compounds) | 630-08-0 | A | oxidation catalyst | 4 | PPMVD | 24 HR ROLLING, AT 15% OXYGEN | BACT-PSD |  | U | 0 | U | 0 |  |  | 0 |  |  | 0 | 0 | N
TX-0704 | UTILITY PLANT | M & G RESINS USA LLC | NUECES | TX |  | USA | MAURO FENOGLIO | (281) 874-8074 |  | 6 | TX001 | TEXAS COMMISSION ON ENVIRONMENTAL QUALITY (TCEQ) | MICHAEL PARTEE | (512) 239-3312 | michael.partee@tceq.texas.gov | Mr. Sean O'Brien 512-239-1137 sean.obrien@tceq.texas.gov | 108819 PSDTX1354 | 4911 | 221112 | unknown | 02/22/2013 &nbsp;ACT | 12/02/2014 &nbsp;ACT | 2015-03-20 | 2016-05-09 | A |  | In support of the new PET (polyethylene terephthalate) unit and new PTA (terephthalic acid) plant proposed by M&amp;G Resins USA LLC, the company also proposes a Utility Plant that will consist of either one of two options. All steam generated from the Utility Plant will be used as process steam. There is no steam driven electrical generator. |  | cogeneration turbine | 16.21 | natural gas | 49 | MW | General Electric LM6000 natural gas-fired combustion turbine equipped with lean pre-mix low-NOx combustors. One heat recovery steam generator (HRSG) with 263 million British thermal units per hour (MMBtu/hr) natural gas-fired duct burner system containing a selective catalytic reduction system (SCR) | Carbon Monoxide | Unspecified | (InOrganic Compounds) | 630-08-0 | A | oxidation catalyst | 4 | PPMVD | @15% O2, 24-HR ROLLING AVERAGE | BACT-PSD |  | N | 0 | U | 0 |  |  | 0 |  |  | 0 | 0 | N
TX-0737 | W. A. PARISH ELECTRIC GENERATING STATION | NRG TEXAS POWER LLC | FORT BEND | TX |  | USA | CRAIG ECKBERG | (713) 537-2146 |  | 6 | TX001 | TEXAS COMMISSION ON ENVIRONMENTAL QUALITY (TCEQ) | MICHAEL PARTEE | (512) 239-3312 | michael.partee@tceq.texas.gov | Mr. Tan Nguyen, 512-239-3445, tan.nguyen@tceq.texas.gov | 98664, N138, AND PSDTX1268 | 4911 | 221112 | 110001000000 | 10/31/2012 &nbsp;ACT | 12/21/2012 &nbsp;ACT | 2015-05-18 | 2016-07-06 | B |  | The proposed combustion turbine is a GE Frame 7EA (or a similar sized unit), which is rated at a maximum base-load electric output of approximately 80 megawatts. The proposed heat recovery steam generator duct burner has a maximum heat input capacity of 225 million British thermal units per hour based on the high heating value of the fuel fired. |  | Combined cycle combustion turbine | 16.21 | natural gas | 80 | MW | GE 7EA turbine, 225 million British thermal units per hour duct burner. Steam created in the heat recovery steam generator will be used as process steam. | Carbon Monoxide | Unspecified | (InOrganic Compounds) | 630-08-0 | A | Oxidation catalyst | 4 | PPMVD @ 15% O2 | 24-HR AVERAGE | BACT-PSD |  | N | 0 | U | 0 |  |  | 0 |  |  | 0 | 0 | N
WY-0067 | ECHO SPRINGS GAS PLANT | WILLIAMS FIELD SERVICES COMPANY | CARBON | WY | 82336 | USA | CORTNIE MORRELL | 3078722880 | CORTNIE.MORRELL@WILLIAMS.COM | 8 | WY001 | WYOMING AIR QUAL DIVISION, AIR QUALITY | MR. ANDREW KEYFAUVER | (307)777-7340 | andrew.keyfauver@wyo.gov | MS. JAMIE SHARP WY DEQ AIR QUALITY DIVISION 122 WEST 25TH STREET CHEYENNE, WY 82002 307-777-7817 | MD-7837 | 1321 | 211112 | 110010000000 | 05/29/2008 &nbsp;ACT | 04/01/2009 &nbsp;ACT | 2009-04-02 | 2009-04-16 | A |  |  |  | TURBINE S37 | 16.21 | NATURAL GAS | 16162 | HP | 12,555 HP SOLAR MARS100-15000S OR 16,162 HP SOLAR TITAN 130-20502S TURBINE | Carbon Monoxide | Unspecified | (InOrganic Compounds) | 630-08-0 | N | GOOD COMBUSTION PRACTICES | 25 | PPMV |  | BACT-PSD | NSPS , NESHAP | N | 0 |  | 32.5 | T/YR |  | 0 |  |  | 0 | 0 | N |  | BASELINE
AK-0066 | ENDICOTT PRODUCTION FACILITY, LIBERTY DEVELOPMENT PROJECT | BRITISH PETROLEUM EXPLORATION ALASKA (BPXA) | PRUDHOE BAY | AK |  | USA | ALISON COOKE | 9075644838 |  | 10 | AK001 | ALASKA DEPT OF ENVIRONMENTAL CONS | MR. JIM PLOSAY | (907) 465-5103 | JOHN.KUTERBACH@ALASKA.GOV | SALLY RYAN, (907) 269-6271 MATT WILKINSON, (907) 465-5124 | AQ0181CPT06, REVISION 2 | 1311 | 211111 | UNKNOWN | &nbsp; | 06/15/2009 &nbsp;ACT | 2009-06-03 | 2009-08-06 | B |  | AT ENDICOTT, BPXA PROCESSES CRUDE OIL PRODUCTION FLUIDS RECEIVED FROM VARIOUS CRUDE OIL ACCUMULATIONS LOCATED ON THE NORTH SLOPE OF ALASKA. THE STATIONARY SOURCE IS CURRENTLY SITUATED ON TWO OFF-SHORE PRODUCTION ISLANDS, WHICH ARE LOCATED IN THE BEAUFORT SEA, AND CONNECTED BY A 3.5 MILE CAUSEWAY. ENDICOTT IS CURRENTLY CAPABLE OF PROCESSING 120,000 BARRELS OF CRUDE OIL PER DAY AND 480 MILLION STANDARD CUBIC FEET OF GAS. PRODUCTION FLUIDS CONSIST MAINLY OF CRUDE OIL, HYDROCARBON GAS, AND WATER. THE CRUDE OIL IS PROCESSED TO REMOVE HYDROCARBON GAS AND WATER IN ORDER TO MEET SPECIFIC CRUDE-OIL SALES SPECIFICATIONS. THE HYDROCARBON GAS IS DEHYDRATED, STRIPPED OF HEAVIER HYDROCARBONS THAT MAY BE PRESENT AND COMPRESSED FOR RE-INJECTION INTO THE OIL-BEARING RESERVOIR OR USED AS FUEL. WATER IS PROCESSED TO REMOVE ENTRAINED CRUDE OIL BEFORE RE-INJECTION. THE ENERGY NEEDED TO SUPPORT OPERATIONS COMES PRIMARILY FROM THE COMBUSTION OF PRODUCED HYDROCARBON GAS. |  | EU ID 10A, TURBINE | 16.21 | FUEL GAS | 7.5 | KW |  | Nitrogen Oxides (NOx) | Unspecified | (InOrganic Compounds,Oxides of Nitrogen (NOx),Particulate Matter (PM)) | 10102 | A | DRY LOW NOX COMBUSTORS (DLN) | 25 | PPMV AT 15% O2 | WHEN AMBIENT TEMPERATURE => 10 DEG-F | BACT-PSD | NSPS | U | 70 | U | 120 | PPMV AT 15% O2 | WHEN AMBIENT TEMPERATURE < 10 DEG-F | 0 |  |  | 0 | 0 | N |  | BASELINE SELECTED AS BACT
IN-0173 | MIDWEST FERTILIZER CORPORATION | MIDWEST FERTILIZER CORPORATION | POSEY | IN | 47620 | USA | MICHAEL CHORLTON | 3176258315 |  | 5 | IN001 | INDIANA DEPT OF ENV MGMT, OFC OF AIR | MR. MATT STUCKEY | (317) 233-0203 | mstuckey@idem.in.gov | PERMIT WRITER: DAVID MATOUSEK (317) 232-8253 DMATOUSE@IDEM.IN.GOV SECTION CHIEF: NATHAN BELL (317) 233-5670 NBELL@IDEM.IN.GOV | 129-33576-00059 | 2873 | 325311 | 110060000000 | 08/26/2013 &nbsp;ACT | 06/04/2014 &nbsp;ACT | 2014-07-17 | 2016-05-04 | A | HTTP://PERMITS.AIR.IDEM.IN.GOV/33576F.PDF | A STATIONARY NITROGEN FERTILIZER MANUFACTURING FACILITY |  | TWO (2) NATURAL GAS FIRED COMBUSTION TURBINES | 16.21 | NATURAL GAS | 283 | MMBTU/H, EACH | NATURAL GAS FIRED, OPEN-SIMPLE CYCLE COMBUSTION TURBINES WITH HEAT RECOVERY | Nitrogen Oxides (NOx) | Unspecified | (InOrganic Compounds,Oxides of Nitrogen (NOx),Particulate Matter (PM)) | 10102 | A | DRY LOW NOX COMBUSTORS | 22.65 | PPMVD AT 15% OXYGEN | 3-HR AVERAGE AT > 50% PEAK LOAD | BACT-PSD |  | N | 0 |  | 0 |  |  | 0 |  |  | 0 | 0 | N
IN-0173 | MIDWEST FERTILIZER CORPORATION | MIDWEST FERTILIZER CORPORATION | POSEY | IN | 47620 | USA | MICHAEL CHORLTON | 3176258315 |  | 5 | IN001 | INDIANA DEPT OF ENV MGMT, OFC OF AIR | MR. MATT STUCKEY | (317) 233-0203 | mstuckey@idem.in.gov | PERMIT WRITER: DAVID MATOUSEK (317) 232-8253 DMATOUSE@IDEM.IN.GOV SECTION CHIEF: NATHAN BELL (317) 233-5670 NBELL@IDEM.IN.GOV | 129-33576-00059 | 2873 | 325311 | 110060000000 | 08/26/2013 &nbsp;ACT | 06/04/2014 &nbsp;ACT | 2014-07-17 | 2016-05-04 | A | HTTP://PERMITS.AIR.IDEM.IN.GOV/33576F.PDF | A STATIONARY NITROGEN FERTILIZER MANUFACTURING FACILITY |  | THREE (3) AUXILARY BOILERS | 16.21 | NATURAL GAS | 218.6 | MMBTU/H, EACH | NATURAL GAS USAGE IN EACH BOILER NOT TO EXCEED 1501.91 MMCF/YR | Nitrogen Oxides (NOx) | Unspecified | (InOrganic Compounds,Oxides of Nitrogen (NOx),Particulate Matter (PM)) | 10102 | A | LOW NOX BURNERS, FLUE GAS RECIRCULATION | 20.4 | LB/MMCF | 3-HR AVERAGE | BACT-PSD |  | N | 0 |  | 0 |  |  | 0 |  |  | 0 | 0 | N
IN-0180 | MIDWEST FERTILIZER CORPORATION | MIDWEST FERTILIZER CORPORATION | POSEY | IN | 47620 | USA | MICHAEL CHORLTON | 3176258315 |  | 5 | IN001 | INDIANA DEPT OF ENV MGMT, OFC OF AIR | MR. MATT STUCKEY | (317) 233-0203 | mstuckey@idem.in.gov | PERMIT WRITER: DAVID MATOUSEK (317) 232-8253 DMATOUSE@IDEM.IN.GOV SECTION CHIEF: NATHAN BELL (317) 233-5670 NBELL@IDEM.IN.GOV | 129-33576-00059 | 2873 | 325311 | 110060000000 | 08/26/2013 &nbsp;ACT | 06/04/2014 &nbsp;ACT | 2014-08-12 | 2016-05-05 | A | HTTP://PERMITS.AIR.IDEM.IN.GOV/33576F.PDF | A STATIONARY NITROGEN FERTILIZER MANUFACTURING FACILITY |  | TWO (2) NATURAL GAS FIRED COMBUSTION TURBINES | 16.21 | NATURAL GAS | 283 | MMBTU/H, EACH | NATURAL GAS FIRED, OPEN-SIMPLE CYCLE COMBUSTION TURBINES WITH HEAT RECOVERY | Nitrogen Oxides (NOx) | Unspecified | (InOrganic Compounds,Oxides of Nitrogen (NOx),Particulate Matter (PM)) | 10102 | A | DRY LOW NOX COMBUSTORS | 22.65 | PPMVD AT 15% OXYGEN | 3-HR AVERAGE AT > 50% PEAK LOAD | BACT-PSD |  | N | 0 |  | 0 |  |  | 0 |  |  | 0 | 0 | N
IN-0180 | MIDWEST FERTILIZER CORPORATION | MIDWEST FERTILIZER CORPORATION | POSEY | IN | 47620 | USA | MICHAEL CHORLTON | 3176258315 |  | 5 | IN001 | INDIANA DEPT OF ENV MGMT, OFC OF AIR | MR. MATT STUCKEY | (317) 233-0203 | mstuckey@idem.in.gov | PERMIT WRITER: DAVID MATOUSEK (317) 232-8253 DMATOUSE@IDEM.IN.GOV SECTION CHIEF: NATHAN BELL (317) 233-5670 NBELL@IDEM.IN.GOV | 129-33576-00059 | 2873 | 325311 | 110060000000 | 08/26/2013 &nbsp;ACT | 06/04/2014 &nbsp;ACT | 2014-08-12 | 2016-05-05 | A | HTTP://PERMITS.AIR.IDEM.IN.GOV/33576F.PDF | A STATIONARY NITROGEN FERTILIZER MANUFACTURING FACILITY |  | THREE (3) AUXILARY BOILERS | 16.21 | NATURAL GAS | 218.6 | MMBTU/H, EACH | NATURAL GAS USAGE IN EACH BOILER NOT TO EXCEED 1501.91 MMCF/YR | Nitrogen Oxides (NOx) | Unspecified | (InOrganic Compounds,Oxides of Nitrogen (NOx),Particulate Matter (PM)) | 10102 | A | LOW NOX BURNERS, FLUE GAS RECIRCULATION | 20.4 | LB/MMCF | 3-HR AVERAGE | BACT-PSD |  | N | 0 |  | 0 |  |  | 0 |  |  | 0 | 0 | N
LA-0295 | WESTLAKE FACILITY | EQUISTAR CHEMICALS, LP | CALCASIEU | LA | 70669 | USA | JOSEPH BUSH | (337) 882-1615 | JOE.BUSH@LYONDELLBASELL.COM | 6 | LA001 | LOUISIANA DEPARTMENT OF ENV QUALITY | MR. BRYAN D. JOHNSTON | (225)219-3450 | BRYAN.JOHNSTON@LA.GOV | Permit writer: Anthony Randall, (225) 219-3417 or anthony.randall@la.gov | PSD-LA-806 | 2821 | 325211 | 110001000000 | 09/02/2015 &nbsp;ACT | 07/12/2016 &nbsp;ACT | 2016-08-10 | 2016-09-19 | D |  | Polypropylene manufacturing facility | Complete application date = date of administrative completeness Permit is for a retroactive PSD review. | Solar Titan 130 Gas Turbine with Unfired HRSG (3-08, EQT 323) | 16.21 | Natural Gas | 159.46 | MM BTU/HR | Turbine is subject to 40 CFR 60 Subpart KKKK. Output power at generator: 14.117 MW | Nitrogen Oxides (NOx) | Unspecified | (InOrganic Compounds,Oxides of Nitrogen (NOx),Particulate Matter (PM)) | 10102 | P | Dry low NOx combustor (SoLoNOx) and good combustion practices, including good equipment design, use of gaseous fuels for good mixing, and proper combustion techniques (see notes below) | 14.25 | LB/HR | HOURLY MAXIMUM | BACT-PSD | NSPS , OPERATING PERMIT | U | 0 | U | 0 |  |  | 15 | PPMVD @ 15% O2 | ANNUAL AVERAGE | 0 | 0 | N |  | Good combustion practices shall include monitoring of the flue gas oxygen content, combustion air flow, fuel consumption, and flue gas temperature. These parameters shall be maintained within the manufacturerâ€™s recommended operating guidelines or within a range that is otherwise indicative of proper operation of the emissions unit.
*SD-0005 | DEER CREEK STATION | BASIN ELECTRIC POWER COOPERATIVE | BROOKINGS | SD | 57026 | USA | JERRY MENGE | 7012230441 |  | 8 | SD001 | SOUTH DAKOTA DEPT OF WATER & NAT'L RES | KYRIK ROMBOUGH | (605)730-3151 | kyrik.rombough@state.sd.us |  | 28.0505-PSD | 4911 | 221112 | 110056000000 | &nbsp; | 06/29/2010 &nbsp;ACT | 2011-06-30 | 2018-03-23 | A |  | Natural gas-fired combustion turbine and heat recovery steam generator for electricity production. The facility has a maximum net output of 300 megawatts. |  | Combustion turbine/heat recovery steam generator | 16.21 | Natural Gas | 300 | Megawatts | Combustion Turbine - 1,713 million Btus per hour (Lower Heating Value) heat input Duct Burner- 615.2 million Btus per hour (Lower Heating Value) heat input | Nitrogen Oxides (NOx) | Unspecified | (InOrganic Compounds,Oxides of Nitrogen (NOx),Particulate Matter (PM)) | 10102 | A | Selective catalytic reduction | 25.8 | LB/H | 3-HOUR, EXCLUDES SSM | BACT-PSD |  | U | 0 | U | 220 | POUNDS PER SS PERIOD | STARTUP OR SHUTDOWN (SS) | 3 | PPMVD AT 15% O2 | 3-HOUR, EXCLUDES SSM | 0 | 0 | N
TX-0551 | PANDA SHERMAN POWER STATION | PANDA SHERMAN POWER LLC | GRAYSON | TX |  | USA |  |  |  | 6 | TX001 | TEXAS COMMISSION ON ENVIRONMENTAL QUALITY (TCEQ) | MICHAEL PARTEE | (512) 239-3312 | michael.partee@tceq.texas.gov | Ms. Tara Capobianco, P.E. 512-239-1117 tcapobia@tceq.state.tx.us | PSDTX1198 | 4911 | 221112 | UNKNOWN | 12/22/2008 &nbsp;ACT | 02/03/2010 &nbsp;ACT | 2010-04-05 | 2010-05-17 | A |  | A combined-cycle power plant producing a nominal 600 MW with two Siemens SGT6-5000F (501F) or two GE 7FA gas turbines. | State permit 87225 | Natural Gas-fired Turbines | 16.21 | Natural Gas | 600 | MW | 2 Siemens SGT6-5000F or 2 GE Frame 7FA. Both capable of combined or simple cycle operation. 468 MMBtu/hr duct burners. | Nitrogen Oxides (NOx) | Unspecified | (InOrganic Compounds,Oxides of Nitrogen (NOx),Particulate Matter (PM)) | 10102 | B | Dry low NOx combustors and Selective Catalytic Reduction | 9 | PPMVD | @ 15% O2, ROLLNG 24-HR AVG, SIMPLE CYCLE | BACT-PSD |  | U | 0 | U | 2 | PPMVD | @ 15% O2, RLNG 24-HR AVG, COMBINED CYCLE | 0 |  |  | 0 | 0 | N |  | Simple Cycle mode bypasses SCR
TX-0552 | WOLF HOLLOW POWER PLANT NO. 2 | STARK POWER GENERATION II HOLDINGS, LLC | HOOD | TX |  | USA |  |  |  | 6 | TX001 | TEXAS COMMISSION ON ENVIRONMENTAL QUALITY (TCEQ) | MICHAEL PARTEE | (512) 239-3312 | michael.partee@tceq.texas.gov | Ms. Ruth Alvirez 512-239-5220 ralvirez@tceq.state.tx.us | PSDTX1110 | 4911 | 221112 | UNKNOWN | 12/07/2007 &nbsp;ACT | 03/03/2010 &nbsp;ACT | 2010-04-05 | 2010-05-18 | B |  | A combined-cycle power plant generating a nominal 800 MW with either 2 MHI501G turbines or 2 GE 7FA turbines. | State permit 83638 | Natural gas-fired turbines | 16.21 | natural gas | 600 | MW | Project will be either 2 MHI501G gas turbines plus 230 MMBtu/hr duct burner firing for each turbine or 2 GE 7FA gas turbines plus 570 MMBtu/hr duct burner firing for each turbine. | Nitrogen Oxides (NOx) | Unspecified | (InOrganic Compounds,Oxides of Nitrogen (NOx),Particulate Matter (PM)) | 10102 | B | Dry low NOx combustors plus selective catalytic reduction | 2 | PPMVD | @ 15% O2, ROLLING 24-HR AVG, FULL LOAD | BACT-PSD |  | U | 0 | U | 9 | PPMVD | @ 15% O2, ROLLING 3-HR AVG, REDUCED LOAD | 0 |  |  | 0 | 0 | N |  | Reduced load for GE 7FA is 50% of full load or less Reduced load for MHI501G is 60% of full load or less
TX-0704 | UTILITY PLANT | M & G RESINS USA LLC | NUECES | TX |  | USA | MAURO FENOGLIO | (281) 874-8074 |  | 6 | TX001 | TEXAS COMMISSION ON ENVIRONMENTAL QUALITY (TCEQ) | MICHAEL PARTEE | (512) 239-3312 | michael.partee@tceq.texas.gov | Mr. Sean O'Brien 512-239-1137 sean.obrien@tceq.texas.gov | 108819 PSDTX1354 | 4911 | 221112 | unknown | 02/22/2013 &nbsp;ACT | 12/02/2014 &nbsp;ACT | 2015-03-20 | 2016-05-09 | A |  | In support of the new PET (polyethylene terephthalate) unit and new PTA (terephthalic acid) plant proposed by M&amp;G Resins USA LLC, the company also proposes a Utility Plant that will consist of either one of two options. All steam generated from the Utility Plant will be used as process steam. There is no steam driven electrical generator. |  | cogeneration turbine | 16.21 | natural gas | 49 | MW | General Electric LM6000 natural gas-fired combustion turbine equipped with lean pre-mix low-NOx combustors. One heat recovery steam generator (HRSG) with 263 million British thermal units per hour (MMBtu/hr) natural gas-fired duct burner system containing a selective catalytic reduction system (SCR) | Nitrogen Oxides (NOx) | Unspecified | (InOrganic Compounds,Oxides of Nitrogen (NOx),Particulate Matter (PM)) | 10102 | A | Selective Catalytic Reduction | 2 | PPMVD | @15% O2, 24-HR ROLLING AVERAGE | BACT-PSD |  | N | 0 | U | 0 |  |  | 0 |  |  | 0 | 0 | N
WY-0067 | ECHO SPRINGS GAS PLANT | WILLIAMS FIELD SERVICES COMPANY | CARBON | WY | 82336 | USA | CORTNIE MORRELL | 3078722880 | CORTNIE.MORRELL@WILLIAMS.COM | 8 | WY001 | WYOMING AIR QUAL DIVISION, AIR QUALITY | MR. ANDREW KEYFAUVER | (307)777-7340 | andrew.keyfauver@wyo.gov | MS. JAMIE SHARP WY DEQ AIR QUALITY DIVISION 122 WEST 25TH STREET CHEYENNE, WY 82002 307-777-7817 | MD-7837 | 1321 | 211112 | 110010000000 | 05/29/2008 &nbsp;ACT | 04/01/2009 &nbsp;ACT | 2009-04-02 | 2009-04-16 | A |  |  |  | TURBINE S37 | 16.21 | NATURAL GAS | 16162 | HP | 12,555 HP SOLAR MARS100-15000S OR 16,162 HP SOLAR TITAN 130-20502S TURBINE | Nitrogen Oxides (NOx) | Unspecified | (InOrganic Compounds,Oxides of Nitrogen (NOx),Particulate Matter (PM)) | 10102 | N | GOOD COMBUSTION PRACTICES | 15 | PPMV |  | BACT-PSD | NSPS , NESHAP | N | 0 |  | 32.1 | T/YR |  | 0 |  |  | 0 | 0 | N |  | BASELINE
AL-0321 | KIMBERLY-CLARK MOBILE | KIMBERLY-CLARK CORPORATION - MOBILE OPERATIONS | MOBILE | AL | 36610 | USA | LEEANNE STICKLAND | 251 330 3464 | LEEANNE.STRICKLAND@KCC.COM | 4 | AL001 | ALABAMA DEPT OF ENVIRONMENTAL MGMT | MR. DALE HURST | (334) 271-7882 | ADH@ADEM.STATE.AL.US |  | 503-2012 | 2621 | 322121 | 110058000000 | 08/21/2017 &nbsp;ACT | 10/11/2017 &nbsp;ACT | 2018-01-12 | 2018-05-11 | B |  |  |  | 802 Combustion Turbine | 16.21 | Natural Gas | 22.4 | MW | 22.4MW Solar Titan 250E Combustion Turbine with 130 MMBtu/hr Supplemental Burner. | Particulate matter, filterable &lt; 10 Âµ (FPM10) | EPA/OAR Mthd 201A | (Particulate Matter (PM)) | PM | N |  | 0.0089 | LB/MMBTU | 3 HR | BACT-PSD |  | U | 0 | U | 1.94 | LB/HR | 3 HR | 0 |  |  | 0 | 0 | N |  | When Combustion Turbine & Supplemental Burner are both in operation the following apply: <0.00885 lb/MMBtu <3.09 lb/hr
AL-0321 | KIMBERLY-CLARK MOBILE | KIMBERLY-CLARK CORPORATION - MOBILE OPERATIONS | MOBILE | AL | 36610 | USA | LEEANNE STICKLAND | 251 330 3464 | LEEANNE.STRICKLAND@KCC.COM | 4 | AL001 | ALABAMA DEPT OF ENVIRONMENTAL MGMT | MR. DALE HURST | (334) 271-7882 | ADH@ADEM.STATE.AL.US |  | 503-2012 | 2621 | 322121 | 110058000000 | 08/21/2017 &nbsp;ACT | 10/11/2017 &nbsp;ACT | 2018-01-12 | 2018-05-11 | B |  |  |  | 801 Combustion Turbine | 16.21 | Natural Gas | 22.4 | MW | 22.4MW Solar Titan 250E Combustion Turbine with 130 MMBtu/hr Supplemental Burner | Particulate matter, filterable &lt; 10 Âµ (FPM10) | EPA/OAR Mthd 201A | (Particulate Matter (PM)) | PM | N |  | 0.0089 | LB/MMBTU | 3HR | BACT-PSD |  | U | 0 | U | 1.94 | LB/HR | 3 HR | 0 |  |  | 0 | 0 | N |  | When Combustion Turbine & Supplemental Burner are both in operation the following apply: <0.00885 lb/MMBtu <3.09 lb/hr
AL-0321 | KIMBERLY-CLARK MOBILE | KIMBERLY-CLARK CORPORATION - MOBILE OPERATIONS | MOBILE | AL | 36610 | USA | LEEANNE STICKLAND | 251 330 3464 | LEEANNE.STRICKLAND@KCC.COM | 4 | AL001 | ALABAMA DEPT OF ENVIRONMENTAL MGMT | MR. DALE HURST | (334) 271-7882 | ADH@ADEM.STATE.AL.US |  | 503-2012 | 2621 | 322121 | 110058000000 | 08/21/2017 &nbsp;ACT | 10/11/2017 &nbsp;ACT | 2018-01-12 | 2018-05-11 | B |  |  |  | 802 Combustion Turbine | 16.21 | Natural Gas | 22.4 | MW | 22.4MW Solar Titan 250E Combustion Turbine with 130 MMBtu/hr Supplemental Burner. | Particulate matter, filterable &lt; 2.5 Âµ (FPM2.5) | Other - 201a | (Particulate Matter (PM)) | PM | N |  | 0.0089 | LB/MMBTU | 3 HR | BACT-PSD |  | U | 0 | U | 1.94 | LB/HR | 3 HR | 0 |  |  | 0 | 0 | N |  | When Combustion Turbine & Supplemental Burner are both in operation the following apply: <0.00885 lb/MMBtu <3.09 lb/hr
AL-0321 | KIMBERLY-CLARK MOBILE | KIMBERLY-CLARK CORPORATION - MOBILE OPERATIONS | MOBILE | AL | 36610 | USA | LEEANNE STICKLAND | 251 330 3464 | LEEANNE.STRICKLAND@KCC.COM | 4 | AL001 | ALABAMA DEPT OF ENVIRONMENTAL MGMT | MR. DALE HURST | (334) 271-7882 | ADH@ADEM.STATE.AL.US |  | 503-2012 | 2621 | 322121 | 110058000000 | 08/21/2017 &nbsp;ACT | 10/11/2017 &nbsp;ACT | 2018-01-12 | 2018-05-11 | B |  |  |  | 801 Combustion Turbine | 16.21 | Natural Gas | 22.4 | MW | 22.4MW Solar Titan 250E Combustion Turbine with 130 MMBtu/hr Supplemental Burner | Particulate matter, filterable &lt; 2.5 Âµ (FPM2.5) | Other - 201A | (Particulate Matter (PM)) | PM | N |  | 0.0089 | LB/MMBTU | 3 HR | BACT-PSD |  | U | 0 | U | 1.94 | LB/HR | 3 HR | 0 |  |  | 0 | 0 | N |  | When Combustion Turbine & Supplemental Burner are both in operation the following apply: <0.00885 lb/MMBtu <3.09 lb/hr
AL-0282 | LENZING FIBERS, INC. | LENZING FIBERS, INC. | MOBILE | AL | 36505 | USA | MR. KEVIN, PLANT MANAGER ALLEN | 251-679-2814 | K.ALLEN@LENZING.COM | 4 | AL001 | ALABAMA DEPT OF ENVIRONMENTAL MGMT | MR. DALE HURST | (334) 271-7882 | ADH@ADEM.STATE.AL.US |  | 503-0047-X014 | 2823 | 325221 | 110044000000 | 11/19/2013 &nbsp;ACT | 01/22/2014 &nbsp;ACT | 2015-03-17 | 2016-05-09 | B |  | Production of lyocell fiber by solvent spinning process. | NAICS Code: 325220 | Gas Turbine with HRSG | 16.21 | Natural Gas | 25 | MW |  | Particulate matter, filterable (FPM) | EPA/OAR Mthd 5 | (Particulate Matter (PM)) | PM | P | Good combustion practices. | 0.0075 | LB/MMBTU |  | BACT-PSD | OPERATING PERMIT | U | 0 | U | 0 |  |  | 0 |  |  | 0 | 0 | N
IN-0173 | MIDWEST FERTILIZER CORPORATION | MIDWEST FERTILIZER CORPORATION | POSEY | IN | 47620 | USA | MICHAEL CHORLTON | 3176258315 |  | 5 | IN001 | INDIANA DEPT OF ENV MGMT, OFC OF AIR | MR. MATT STUCKEY | (317) 233-0203 | mstuckey@idem.in.gov | PERMIT WRITER: DAVID MATOUSEK (317) 232-8253 DMATOUSE@IDEM.IN.GOV SECTION CHIEF: NATHAN BELL (317) 233-5670 NBELL@IDEM.IN.GOV | 129-33576-00059 | 2873 | 325311 | 110060000000 | 08/26/2013 &nbsp;ACT | 06/04/2014 &nbsp;ACT | 2014-07-17 | 2016-05-04 | A | HTTP://PERMITS.AIR.IDEM.IN.GOV/33576F.PDF | A STATIONARY NITROGEN FERTILIZER MANUFACTURING FACILITY |  | TWO (2) NATURAL GAS FIRED COMBUSTION TURBINES | 16.21 | NATURAL GAS | 283 | MMBTU/H, EACH | NATURAL GAS FIRED, OPEN-SIMPLE CYCLE COMBUSTION TURBINES WITH HEAT RECOVERY | Particulate matter, filterable (FPM) | Unspecified | (Particulate Matter (PM)) | PM | P | GOOD COMBUSTION PRACTICES AND PROPER DESIGN | 0.0019 | LB/MMBTU | 3-HR AVERAGE | BACT-PSD |  | N | 0 |  | 0 |  |  | 0 |  |  | 0 | 0 | N
IN-0173 | MIDWEST FERTILIZER CORPORATION | MIDWEST FERTILIZER CORPORATION | POSEY | IN | 47620 | USA | MICHAEL CHORLTON | 3176258315 |  | 5 | IN001 | INDIANA DEPT OF ENV MGMT, OFC OF AIR | MR. MATT STUCKEY | (317) 233-0203 | mstuckey@idem.in.gov | PERMIT WRITER: DAVID MATOUSEK (317) 232-8253 DMATOUSE@IDEM.IN.GOV SECTION CHIEF: NATHAN BELL (317) 233-5670 NBELL@IDEM.IN.GOV | 129-33576-00059 | 2873 | 325311 | 110060000000 | 08/26/2013 &nbsp;ACT | 06/04/2014 &nbsp;ACT | 2014-07-17 | 2016-05-04 | A | HTTP://PERMITS.AIR.IDEM.IN.GOV/33576F.PDF | A STATIONARY NITROGEN FERTILIZER MANUFACTURING FACILITY |  | THREE (3) AUXILARY BOILERS | 16.21 | NATURAL GAS | 218.6 | MMBTU/H, EACH | NATURAL GAS USAGE IN EACH BOILER NOT TO EXCEED 1501.91 MMCF/YR | Particulate matter, filterable (FPM) | Unspecified | (Particulate Matter (PM)) | PM | P | GOOD COMBUSTION PRACTICES AND PROPER DESIGN | 1.9 | LB/MMCF | 3-HR AVERAGE | BACT-PSD |  | N | 0 |  | 0 |  |  | 0 |  |  | 0 | 0 | N
IN-0180 | MIDWEST FERTILIZER CORPORATION | MIDWEST FERTILIZER CORPORATION | POSEY | IN | 47620 | USA | MICHAEL CHORLTON | 3176258315 |  | 5 | IN001 | INDIANA DEPT OF ENV MGMT, OFC OF AIR | MR. MATT STUCKEY | (317) 233-0203 | mstuckey@idem.in.gov | PERMIT WRITER: DAVID MATOUSEK (317) 232-8253 DMATOUSE@IDEM.IN.GOV SECTION CHIEF: NATHAN BELL (317) 233-5670 NBELL@IDEM.IN.GOV | 129-33576-00059 | 2873 | 325311 | 110060000000 | 08/26/2013 &nbsp;ACT | 06/04/2014 &nbsp;ACT | 2014-08-12 | 2016-05-05 | A | HTTP://PERMITS.AIR.IDEM.IN.GOV/33576F.PDF | A STATIONARY NITROGEN FERTILIZER MANUFACTURING FACILITY |  | TWO (2) NATURAL GAS FIRED COMBUSTION TURBINES | 16.21 | NATURAL GAS | 283 | MMBTU/H, EACH | NATURAL GAS FIRED, OPEN-SIMPLE CYCLE COMBUSTION TURBINES WITH HEAT RECOVERY | Particulate matter, filterable (FPM) | Unspecified | (Particulate Matter (PM)) | PM | P | GOOD COMBUSTION PRACTICES AND PROPER DESIGN | 0.0019 | LB/MMBTU | 3-HR AVERAGE | BACT-PSD |  | N | 0 |  | 0 |  |  | 0 |  |  | 0 | 0 | N
IN-0180 | MIDWEST FERTILIZER CORPORATION | MIDWEST FERTILIZER CORPORATION | POSEY | IN | 47620 | USA | MICHAEL CHORLTON | 3176258315 |  | 5 | IN001 | INDIANA DEPT OF ENV MGMT, OFC OF AIR | MR. MATT STUCKEY | (317) 233-0203 | mstuckey@idem.in.gov | PERMIT WRITER: DAVID MATOUSEK (317) 232-8253 DMATOUSE@IDEM.IN.GOV SECTION CHIEF: NATHAN BELL (317) 233-5670 NBELL@IDEM.IN.GOV | 129-33576-00059 | 2873 | 325311 | 110060000000 | 08/26/2013 &nbsp;ACT | 06/04/2014 &nbsp;ACT | 2014-08-12 | 2016-05-05 | A | HTTP://PERMITS.AIR.IDEM.IN.GOV/33576F.PDF | A STATIONARY NITROGEN FERTILIZER MANUFACTURING FACILITY |  | THREE (3) AUXILARY BOILERS | 16.21 | NATURAL GAS | 218.6 | MMBTU/H, EACH | NATURAL GAS USAGE IN EACH BOILER NOT TO EXCEED 1501.91 MMCF/YR | Particulate matter, filterable (FPM) | Unspecified | (Particulate Matter (PM)) | PM | P | GOOD COMBUSTION PRACTICES AND PROPER DESIGN | 1.9 | LB/MMCF | 3-HR AVERAGE | BACT-PSD |  | N | 0 |  | 0 |  |  | 0 |  |  | 0 | 0 | N
IN-0173 | MIDWEST FERTILIZER CORPORATION | MIDWEST FERTILIZER CORPORATION | POSEY | IN | 47620 | USA | MICHAEL CHORLTON | 3176258315 |  | 5 | IN001 | INDIANA DEPT OF ENV MGMT, OFC OF AIR | MR. MATT STUCKEY | (317) 233-0203 | mstuckey@idem.in.gov | PERMIT WRITER: DAVID MATOUSEK (317) 232-8253 DMATOUSE@IDEM.IN.GOV SECTION CHIEF: NATHAN BELL (317) 233-5670 NBELL@IDEM.IN.GOV | 129-33576-00059 | 2873 | 325311 | 110060000000 | 08/26/2013 &nbsp;ACT | 06/04/2014 &nbsp;ACT | 2014-07-17 | 2016-05-04 | A | HTTP://PERMITS.AIR.IDEM.IN.GOV/33576F.PDF | A STATIONARY NITROGEN FERTILIZER MANUFACTURING FACILITY |  | TWO (2) NATURAL GAS FIRED COMBUSTION TURBINES | 16.21 | NATURAL GAS | 283 | MMBTU/H, EACH | NATURAL GAS FIRED, OPEN-SIMPLE CYCLE COMBUSTION TURBINES WITH HEAT RECOVERY | Particulate matter, total &lt; 10 Âµ (TPM10) | Unspecified | (Particulate Matter (PM)) | PM | P | GOOD COMBUSTION PRACTICES AND PROPER DESIGN | 0.0076 | LB/MMBTU | 3-HR AVERAGE | BACT-PSD |  | N | 0 |  | 0 |  |  | 0 |  |  | 0 | 0 | N
IN-0173 | MIDWEST FERTILIZER CORPORATION | MIDWEST FERTILIZER CORPORATION | POSEY | IN | 47620 | USA | MICHAEL CHORLTON | 3176258315 |  | 5 | IN001 | INDIANA DEPT OF ENV MGMT, OFC OF AIR | MR. MATT STUCKEY | (317) 233-0203 | mstuckey@idem.in.gov | PERMIT WRITER: DAVID MATOUSEK (317) 232-8253 DMATOUSE@IDEM.IN.GOV SECTION CHIEF: NATHAN BELL (317) 233-5670 NBELL@IDEM.IN.GOV | 129-33576-00059 | 2873 | 325311 | 110060000000 | 08/26/2013 &nbsp;ACT | 06/04/2014 &nbsp;ACT | 2014-07-17 | 2016-05-04 | A | HTTP://PERMITS.AIR.IDEM.IN.GOV/33576F.PDF | A STATIONARY NITROGEN FERTILIZER MANUFACTURING FACILITY |  | THREE (3) AUXILARY BOILERS | 16.21 | NATURAL GAS | 218.6 | MMBTU/H, EACH | NATURAL GAS USAGE IN EACH BOILER NOT TO EXCEED 1501.91 MMCF/YR | Particulate matter, total &lt; 10 Âµ (TPM10) | Unspecified | (Particulate Matter (PM)) | PM | P | GOOD COMBUSTION PRACTICES AND PROPER DESIGN | 7.6 | LB/MMCF | 3-HR AVERAGE | BACT-PSD |  | N | 0 |  | 0 |  |  | 0 |  |  | 0 | 0 | N
IN-0180 | MIDWEST FERTILIZER CORPORATION | MIDWEST FERTILIZER CORPORATION | POSEY | IN | 47620 | USA | MICHAEL CHORLTON | 3176258315 |  | 5 | IN001 | INDIANA DEPT OF ENV MGMT, OFC OF AIR | MR. MATT STUCKEY | (317) 233-0203 | mstuckey@idem.in.gov | PERMIT WRITER: DAVID MATOUSEK (317) 232-8253 DMATOUSE@IDEM.IN.GOV SECTION CHIEF: NATHAN BELL (317) 233-5670 NBELL@IDEM.IN.GOV | 129-33576-00059 | 2873 | 325311 | 110060000000 | 08/26/2013 &nbsp;ACT | 06/04/2014 &nbsp;ACT | 2014-08-12 | 2016-05-05 | A | HTTP://PERMITS.AIR.IDEM.IN.GOV/33576F.PDF | A STATIONARY NITROGEN FERTILIZER MANUFACTURING FACILITY |  | TWO (2) NATURAL GAS FIRED COMBUSTION TURBINES | 16.21 | NATURAL GAS | 283 | MMBTU/H, EACH | NATURAL GAS FIRED, OPEN-SIMPLE CYCLE COMBUSTION TURBINES WITH HEAT RECOVERY | Particulate matter, total &lt; 10 Âµ (TPM10) | Unspecified | (Particulate Matter (PM)) | PM | P | GOOD COMBUSTION PRACTICES AND PROPER DESIGN | 0.0076 | LB/MMBTU | 3-HR AVERAGE | BACT-PSD |  | N | 0 |  | 0 |  |  | 0 |  |  | 0 | 0 | N
IN-0180 | MIDWEST FERTILIZER CORPORATION | MIDWEST FERTILIZER CORPORATION | POSEY | IN | 47620 | USA | MICHAEL CHORLTON | 3176258315 |  | 5 | IN001 | INDIANA DEPT OF ENV MGMT, OFC OF AIR | MR. MATT STUCKEY | (317) 233-0203 | mstuckey@idem.in.gov | PERMIT WRITER: DAVID MATOUSEK (317) 232-8253 DMATOUSE@IDEM.IN.GOV SECTION CHIEF: NATHAN BELL (317) 233-5670 NBELL@IDEM.IN.GOV | 129-33576-00059 | 2873 | 325311 | 110060000000 | 08/26/2013 &nbsp;ACT | 06/04/2014 &nbsp;ACT | 2014-08-12 | 2016-05-05 | A | HTTP://PERMITS.AIR.IDEM.IN.GOV/33576F.PDF | A STATIONARY NITROGEN FERTILIZER MANUFACTURING FACILITY |  | THREE (3) AUXILARY BOILERS | 16.21 | NATURAL GAS | 218.6 | MMBTU/H, EACH | NATURAL GAS USAGE IN EACH BOILER NOT TO EXCEED 1501.91 MMCF/YR | Particulate matter, total &lt; 10 Âµ (TPM10) | Unspecified | (Particulate Matter (PM)) | PM | P | GOOD COMBUSTION PRACTICES AND PROPER DESIGN | 7.6 | LB/MMCF | 3-HR AVERAGE | BACT-PSD |  | N | 0 |  | 0 |  |  | 0 |  |  | 0 | 0 | N
MA-0041 | MEDICAL AREA TOTAL ENERGY PLANT | MATEP LIMITED PARTNERSHIP | SUFFOLK | MA | 2215 | USA | PETER GLUCKLER | (617) 598-2711 | PETER.GLUCKLER@VEOLIA.COM | 1 | MA001 | MASSACHUSETTS DEPT OF ENVIRONMENTAL PROTECTION | MR. MARC WOLMAN | (617)292-5515 | marc.wolman@state.ma.us. | Edward Braczyk MassDEP Northeast Regional Office 205B Lowell Street Wilmington, MA 01887 (978) 694-3289 Edward.Braczyk@state.ma.us | NE-14-013 | 4911 | 221112 | 110001000000 | 07/01/2015 &nbsp;ACT | 07/01/2016 &nbsp;ACT | 2017-01-04 | 2017-04-28 | B | http://www.mass.gov/eea/agencies/massdep/air/approvals/air-permits-and-approvals-issued-to-facilities.html | MATEP proposes to construct and operate a new 14.4 megawatt (MW) combined heat and power (CHP) combustion turbine/heat recovery steam generator at the existing combined heat and power plant. | separate PSD permit under delegated program, and CPA approval (including state minor NSR for other pollutants) other facility-wide emission increase (not listed in next section): GHG(CO2e): 108,500TPY, Sulfuric Acid Mist: 2.55TPY, Lead: 0.1 TPY | Combustion Turbine with Duct Burner | 16.21 | Natural Gas | 203.4 | MMBTU/H | a nominal 14.4 Megawatt (MW) Solar Titan 130 Combustion Turbine Generator (164.6MMBtu/hr for NG firing, 158.8MMBtu/hr for ULSD firing) with Heat Recovery Steam Generator including a Duct Burner (38.8MMBtu/hr NG firing only). Max. ULSD usage: 878,400 gallons per 12-month rolling period | Particulate matter, total &lt; 10 Âµ (TPM10) | Unspecified | (Particulate Matter (PM)) | PM | N |  | 0.02 | LB/MMBTU | 1 HR BLOCK AVG/EXCLUDING SS, NG FIRING | BACT-PSD | SIP , OPERATING PERMIT | U | 0 | U | 0.034 | LB/MMBTU | 1 HR BLOCK AVG/EXCLUDING SS, ULSD FIRING | 0 |  |  | 0 | 0 | N |  | PM10(firing NG): â‰¤3.29 lb/hr(no duct firing), â‰¤4.07 lb/hr(with duct firing); during start-ups (â‰¤3 hrs): â‰¤12.2 lb per event, during shutdowns (â‰¤1 hr): â‰¤4.1 lb per event; PM10(turbine firing ULSD): â‰¤0.034 lb/MMBtu(no duct firing), â‰¤0.031 lb/MMBtu(with duct firing), â‰¤5.40 lb/hr(no duct firing), â‰¤6.15 lb/hr(with duct firing); during start-ups (â‰¤3 hrs): â‰¤18.5 lb per event, during shutdowns (â‰¤1 hr): â‰¤6.2 lb per event.
*MA-0043 | MIT CENTRAL UTILITY PLANT | MASSACHUSETTS INSTITUTE OF TECHNOLOGY | MIDDLESEX | MA | 2139 | USA | ZHANNA DAVIDOVITZ | 6174522510 | ZHANNA@MIT.EDU | 1 | MA001 | MASSACHUSETTS DEPT OF ENVIRONMENTAL PROTECTION | MR. MARC WOLMAN | (617)292-5515 | marc.wolman@state.ma.us. | Edward Braczyk MassDEP Northeast Regional Office 205B Lowell Street Wilmington, MA 01887 (978) 694-3289 Edward.Braczyk@state.ma.us | NE-15-018 | 8221 | 611310 | 110028000000 | 04/03/2017 &nbsp;ACT | 06/21/2017 &nbsp;ACT | 2017-07-05 | 2019-06-26 | D |  | MIT proposes to construct and operate two new 22 megawatt (MW) combined heat and power (CHP) combustion turbines/heat recovery steam generators and a new cold start engine at its existing Central Utility Plant. | https://fileservice.eea.comacloud.net/v1.4.0/FileService.Api/file/AQPermit/dgjdgbej | Combustion Turbine with Duct Burner | 16.21 | Natural Gas | 353 | MMBtu/hr | two nominal 22 Megawatt (MW) Solar Titan 250 Combustion Turbine Generators (219MMBtu/hr for NG firing, 212MMBtu/hr for ULSD firing) with Heat Recovery Steam Generator including a Duct Burner (134MMBtu/hr NG firing only). Max. ULSD usage: 279,216 gallons per 12-month rolling period per CTG | Particulate matter, total &lt; 10 Âµ (TPM10) | Unspecified | (Particulate Matter (PM)) | PM | N |  | 0.02 | LB/MMBTU | 1 HR BLOCK AVG/EXCLUDING SS, NG FIRING | BACT-PSD | SIP , OPERATING PERMIT | U | 0 | U | 0.029 | LB/MMBTU | 1 HR BLOCK AVG/EXCLUDING SS, ULSD FIRING | 0 |  |  | 0 | 0 | N |  | PM10(firing NG): â‰¤4.47 lb/hr(no duct firing), â‰¤7.14 lb/hr(with duct firing); PM10(turbine firing ULSD): â‰¤0.034 lb/MMBtu(no duct firing), â‰¤0.029 lb/MMBtu(with duct firing), â‰¤7.8 lb/hr(no duct firing), â‰¤10.6 lb/hr(with duct firing); PM10 emissions during start-up & shutdown events are not expected to be elevated.
MI-0436 | CENTRAL POWER PLANT | THE REGENTS OF THE UNIVERSITY OF MICHIGAN | WASHTENAW | MI | 48109-1010 | USA | BRANDI CAMPBELL | 734-647-9017 | CAMPBELB@UMICH.EDU | 5 | MI001 | MICHIGAN DEPT OF ENVIRONMENTAL QUALITY | MS. CINDY SMITH | (517)284-6802 | SMITHC17@MICHIGAN.GOV | Please contact the permit engineer, Ms. Ambrosia Brown, at 517-284-6788 or at browna39@michigan.gov, for technical questions regarding the permit. Thank you. | 2019-01-18 | 8221 | 611310 | Not Found | 04/17/2018 &nbsp;ACT | 08/23/2018 &nbsp;ACT | 2018-10-15 | 2019-02-20 | B |  | The facility supplies heating, cooling and electricity to campus buildings. | The &lsquo;&lsquo;Facilitywide Pollutants&lsquo;&lsquo; listed below are the emissions increases for the project and not for the entire university. | EU-CPP-CHPHRSG (combined heat and power unit) | 16.21 | Natural gas | 190.1 | MMBTU/H | The emission unit is a combined heat and power unit with heat recovery steam generator (HRSG). The primary fuel for the turbine is natural gas but it will be capable of firing ultra-low sulfur diesel (ULSD) as a backup fuel. The CTG has a rating of 190.1 MMBTU/H (HHV) on natural gas and 173.4 MMBTU/H (HHV) on ULSD. The HRSG is equipped with a natural gas-fired duct burner rated at 112 MMBTU/H (HHV). The HRSG is not capable of operating independently from the CTG. The CTG/HRSG is equipped with dry low NOx combustion technology and SCR. | Particulate matter, total &lt; 10 Âµ (TPM10) | Unspecified | (Particulate Matter (PM)) | PM | P | Use of natural gas as the primary fuel and good combustion practices. | 3.6 | LB/H | WHEN FIRING NAT.GAS AT FULL LOAD | BACT-PSD |  | N | 0 | N | 3.5 | LB/H | WHEN FIRING ULSD AT FULL LOAD | 0 |  |  | 0 | 0 | N |  | No particulate emission control equipment previously listed for this type of equipment in RBLC for similar process.
*SD-0005 | DEER CREEK STATION | BASIN ELECTRIC POWER COOPERATIVE | BROOKINGS | SD | 57026 | USA | JERRY MENGE | 7012230441 |  | 8 | SD001 | SOUTH DAKOTA DEPT OF WATER & NAT'L RES | KYRIK ROMBOUGH | (605)730-3151 | kyrik.rombough@state.sd.us |  | 28.0505-PSD | 4911 | 221112 | 110056000000 | &nbsp; | 06/29/2010 &nbsp;ACT | 2011-06-30 | 2018-03-23 | A |  | Natural gas-fired combustion turbine and heat recovery steam generator for electricity production. The facility has a maximum net output of 300 megawatts. |  | Combustion turbine/heat recovery steam generator | 16.21 | Natural Gas | 300 | Megawatts | Combustion Turbine - 1,713 million Btus per hour (Lower Heating Value) heat input Duct Burner- 615.2 million Btus per hour (Lower Heating Value) heat input | Particulate matter, total &lt; 10 Âµ (TPM10) | Unspecified | (Particulate Matter (PM)) | PM | P | Good Combustion | 23.2 | LB/H | 3-HOUR / WITH DUCT FIRING | BACT-PSD |  | U | 0 | U | 18.6 | LB/H | 3-HOUR / WITHOUT DUCT FIRING | 0.01 | LB/H | 3-HOUR | 0 | 0 | N
TX-0625 | WA PARISH ELECTRIC GENERATING STATION -DEMONSTRATION PROJECT | NRG TEXAS POWER LLC | FORT BEND | TX | 77481 | USA | CRAIG ECKBERG | 713-537-2146 |  | 6 | TX001 | TEXAS COMMISSION ON ENVIRONMENTAL QUALITY (TCEQ) | MICHAEL PARTEE | (512) 239-3312 | michael.partee@tceq.texas.gov | Mr. Tan Nguyen 512-239-3445 tan.nguyen@tceq.texas.gov | PSDTX1268 | 4911 | 221112 | 110001000000 | 09/19/2011 &nbsp;ACT | 12/19/2012 &nbsp;ACT | 2013-01-03 | 2014-02-11 | B |  |  | 98664, N138 | Cogeneration turbine | 16.21 | natural gas | 80 | MW | General Electric (GE) Frame 7EA (or a similar sized unit), which is rated at a maximum base-load electric output of approximately 80 megawatts (MW). HRSG duct burner has a maximum heat input capacity of 225 million British thermal units per hour (MMBtu/hr) based on the high heating value (HHV) of the fuel fired. The steam will be used for the regeneration of the Demonstration Unit solvent. | Particulate matter, total &lt; 10 Âµ (TPM10) | Unspecified | (Particulate Matter (PM)) | PM | P | good combustion and use of natural gas | 16.58 | LB/H | 1 HR | BACT-PSD |  | U | 0 | U | 0 |  |  | 0 |  |  | 0 | 0 | N
IN-0173 | MIDWEST FERTILIZER CORPORATION | MIDWEST FERTILIZER CORPORATION | POSEY | IN | 47620 | USA | MICHAEL CHORLTON | 3176258315 |  | 5 | IN001 | INDIANA DEPT OF ENV MGMT, OFC OF AIR | MR. MATT STUCKEY | (317) 233-0203 | mstuckey@idem.in.gov | PERMIT WRITER: DAVID MATOUSEK (317) 232-8253 DMATOUSE@IDEM.IN.GOV SECTION CHIEF: NATHAN BELL (317) 233-5670 NBELL@IDEM.IN.GOV | 129-33576-00059 | 2873 | 325311 | 110060000000 | 08/26/2013 &nbsp;ACT | 06/04/2014 &nbsp;ACT | 2014-07-17 | 2016-05-04 | A | HTTP://PERMITS.AIR.IDEM.IN.GOV/33576F.PDF | A STATIONARY NITROGEN FERTILIZER MANUFACTURING FACILITY |  | TWO (2) NATURAL GAS FIRED COMBUSTION TURBINES | 16.21 | NATURAL GAS | 283 | MMBTU/H, EACH | NATURAL GAS FIRED, OPEN-SIMPLE CYCLE COMBUSTION TURBINES WITH HEAT RECOVERY | Particulate matter, total &lt; 2.5 Âµ (TPM2.5) | Unspecified | (Particulate Matter (PM)) | PM | P | GOOD COMBUSTION PRACTICES AND PROPER DESIGN | 0.0076 | LB/MMBTU | 3-HR AVERAGE | BACT-PSD |  | N | 0 |  | 0 |  |  | 0 |  |  | 0 | 0 | N
IN-0180 | MIDWEST FERTILIZER CORPORATION | MIDWEST FERTILIZER CORPORATION | POSEY | IN | 47620 | USA | MICHAEL CHORLTON | 3176258315 |  | 5 | IN001 | INDIANA DEPT OF ENV MGMT, OFC OF AIR | MR. MATT STUCKEY | (317) 233-0203 | mstuckey@idem.in.gov | PERMIT WRITER: DAVID MATOUSEK (317) 232-8253 DMATOUSE@IDEM.IN.GOV SECTION CHIEF: NATHAN BELL (317) 233-5670 NBELL@IDEM.IN.GOV | 129-33576-00059 | 2873 | 325311 | 110060000000 | 08/26/2013 &nbsp;ACT | 06/04/2014 &nbsp;ACT | 2014-08-12 | 2016-05-05 | A | HTTP://PERMITS.AIR.IDEM.IN.GOV/33576F.PDF | A STATIONARY NITROGEN FERTILIZER MANUFACTURING FACILITY |  | TWO (2) NATURAL GAS FIRED COMBUSTION TURBINES | 16.21 | NATURAL GAS | 283 | MMBTU/H, EACH | NATURAL GAS FIRED, OPEN-SIMPLE CYCLE COMBUSTION TURBINES WITH HEAT RECOVERY | Particulate matter, total &lt; 2.5 Âµ (TPM2.5) | Unspecified | (Particulate Matter (PM)) | PM | P | GOOD COMBUSTION PRACTICES AND PROPER DESIGN | 0.0076 | LB/MMBTU | 3-HR AVERAGE | BACT-PSD |  | N | 0 |  | 0 |  |  | 0 |  |  | 0 | 0 | N
MA-0041 | MEDICAL AREA TOTAL ENERGY PLANT | MATEP LIMITED PARTNERSHIP | SUFFOLK | MA | 2215 | USA | PETER GLUCKLER | (617) 598-2711 | PETER.GLUCKLER@VEOLIA.COM | 1 | MA001 | MASSACHUSETTS DEPT OF ENVIRONMENTAL PROTECTION | MR. MARC WOLMAN | (617)292-5515 | marc.wolman@state.ma.us. | Edward Braczyk MassDEP Northeast Regional Office 205B Lowell Street Wilmington, MA 01887 (978) 694-3289 Edward.Braczyk@state.ma.us | NE-14-013 | 4911 | 221112 | 110001000000 | 07/01/2015 &nbsp;ACT | 07/01/2016 &nbsp;ACT | 2017-01-04 | 2017-04-28 | B | http://www.mass.gov/eea/agencies/massdep/air/approvals/air-permits-and-approvals-issued-to-facilities.html | MATEP proposes to construct and operate a new 14.4 megawatt (MW) combined heat and power (CHP) combustion turbine/heat recovery steam generator at the existing combined heat and power plant. | separate PSD permit under delegated program, and CPA approval (including state minor NSR for other pollutants) other facility-wide emission increase (not listed in next section): GHG(CO2e): 108,500TPY, Sulfuric Acid Mist: 2.55TPY, Lead: 0.1 TPY | Combustion Turbine with Duct Burner | 16.21 | Natural Gas | 203.4 | MMBTU/H | a nominal 14.4 Megawatt (MW) Solar Titan 130 Combustion Turbine Generator (164.6MMBtu/hr for NG firing, 158.8MMBtu/hr for ULSD firing) with Heat Recovery Steam Generator including a Duct Burner (38.8MMBtu/hr NG firing only). Max. ULSD usage: 878,400 gallons per 12-month rolling period | Particulate matter, total &lt; 2.5 Âµ (TPM2.5) | Unspecified | (Particulate Matter (PM)) | PM | N |  | 0.02 | LB/MMBTU | 1 HR BLOCK AVG/EXCLUDING SS, NG FIRING | BACT-PSD | SIP , OPERATING PERMIT | U | 0 | U | 0.034 | LB/MMBTU | 1 HR BLOCK AVG/EXCLUDING SS, ULSD FIRING | 0 |  |  | 0 | 0 | N |  | PM2.5(firing NG): â‰¤3.29 lb/hr(no duct firing), â‰¤4.07 lb/hr(with duct firing); during start-ups (â‰¤3 hrs): â‰¤12.2 lb per event, during shutdowns (â‰¤1 hr): â‰¤4.1 lb per event; PM2.5(turbine firing ULSD): â‰¤0.034 lb/MMBtu(no duct firing), â‰¤0.031 lb/MMBtu(with duct firing), â‰¤5.40 lb/hr(no duct firing), â‰¤6.15 lb/hr(with duct firing); during start-ups (â‰¤3 hrs): â‰¤18.5 lb per event, during shutdowns (â‰¤1 hr): â‰¤6.2 lb per event.
*MA-0043 | MIT CENTRAL UTILITY PLANT | MASSACHUSETTS INSTITUTE OF TECHNOLOGY | MIDDLESEX | MA | 2139 | USA | ZHANNA DAVIDOVITZ | 6174522510 | ZHANNA@MIT.EDU | 1 | MA001 | MASSACHUSETTS DEPT OF ENVIRONMENTAL PROTECTION | MR. MARC WOLMAN | (617)292-5515 | marc.wolman@state.ma.us. | Edward Braczyk MassDEP Northeast Regional Office 205B Lowell Street Wilmington, MA 01887 (978) 694-3289 Edward.Braczyk@state.ma.us | NE-15-018 | 8221 | 611310 | 110028000000 | 04/03/2017 &nbsp;ACT | 06/21/2017 &nbsp;ACT | 2017-07-05 | 2019-06-26 | D |  | MIT proposes to construct and operate two new 22 megawatt (MW) combined heat and power (CHP) combustion turbines/heat recovery steam generators and a new cold start engine at its existing Central Utility Plant. | https://fileservice.eea.comacloud.net/v1.4.0/FileService.Api/file/AQPermit/dgjdgbej | Combustion Turbine with Duct Burner | 16.21 | Natural Gas | 353 | MMBtu/hr | two nominal 22 Megawatt (MW) Solar Titan 250 Combustion Turbine Generators (219MMBtu/hr for NG firing, 212MMBtu/hr for ULSD firing) with Heat Recovery Steam Generator including a Duct Burner (134MMBtu/hr NG firing only). Max. ULSD usage: 279,216 gallons per 12-month rolling period per CTG | Particulate matter, total &lt; 2.5 Âµ (TPM2.5) | Unspecified | (Particulate Matter (PM)) | PM | N |  | 0.02 | LB/MMBTU | 1 HR BLOCK AVG/EXCLUDING SS, NG FIRING | BACT-PSD | SIP , OPERATING PERMIT | U | 0 | U | 0.029 | LB/MMBTU | 1 HR BLOCK AVG/EXCLUDING SS, ULSD | 0 |  |  | 0 | 0 | N |  | PM2.5(firing NG): â‰¤4.47 lb/hr(no duct firing), â‰¤7.14 lb/hr(with duct firing); PM2.5(turbine firing ULSD): â‰¤0.034 lb/MMBtu(no duct firing), â‰¤0.029 lb/MMBtu(with duct firing), â‰¤7.8 lb/hr(no duct firing), â‰¤10.6 lb/hr(with duct firing); PM2.5 emissions during start-up & shutdown events are not expected to be elevated.
MI-0436 | CENTRAL POWER PLANT | THE REGENTS OF THE UNIVERSITY OF MICHIGAN | WASHTENAW | MI | 48109-1010 | USA | BRANDI CAMPBELL | 734-647-9017 | CAMPBELB@UMICH.EDU | 5 | MI001 | MICHIGAN DEPT OF ENVIRONMENTAL QUALITY | MS. CINDY SMITH | (517)284-6802 | SMITHC17@MICHIGAN.GOV | Please contact the permit engineer, Ms. Ambrosia Brown, at 517-284-6788 or at browna39@michigan.gov, for technical questions regarding the permit. Thank you. | 2019-01-18 | 8221 | 611310 | Not Found | 04/17/2018 &nbsp;ACT | 08/23/2018 &nbsp;ACT | 2018-10-15 | 2019-02-20 | B |  | The facility supplies heating, cooling and electricity to campus buildings. | The &lsquo;&lsquo;Facilitywide Pollutants&lsquo;&lsquo; listed below are the emissions increases for the project and not for the entire university. | EU-CPP-CHPHRSG (combined heat and power unit) | 16.21 | Natural gas | 190.1 | MMBTU/H | The emission unit is a combined heat and power unit with heat recovery steam generator (HRSG). The primary fuel for the turbine is natural gas but it will be capable of firing ultra-low sulfur diesel (ULSD) as a backup fuel. The CTG has a rating of 190.1 MMBTU/H (HHV) on natural gas and 173.4 MMBTU/H (HHV) on ULSD. The HRSG is equipped with a natural gas-fired duct burner rated at 112 MMBTU/H (HHV). The HRSG is not capable of operating independently from the CTG. The CTG/HRSG is equipped with dry low NOx combustion technology and SCR. | Particulate matter, total &lt; 2.5 Âµ (TPM2.5) | Unspecified | (Particulate Matter (PM)) | PM | P | Use of natural gas as the primary fuel and good combustion processes. | 3.6 | LB/H | WHEN FIRING NAT. GAS AT FULL LOAD | BACT-PSD |  | N | 0 | N | 3.5 | LB/H | WHEN FIRING ULSD AT FULL LOAD | 0 |  |  | 0 | 0 | N |  | No particulate emission control equipment previously listed for this type of equipment in RBLC for similar process.
TX-0625 | WA PARISH ELECTRIC GENERATING STATION -DEMONSTRATION PROJECT | NRG TEXAS POWER LLC | FORT BEND | TX | 77481 | USA | CRAIG ECKBERG | 713-537-2146 |  | 6 | TX001 | TEXAS COMMISSION ON ENVIRONMENTAL QUALITY (TCEQ) | MICHAEL PARTEE | (512) 239-3312 | michael.partee@tceq.texas.gov | Mr. Tan Nguyen 512-239-3445 tan.nguyen@tceq.texas.gov | PSDTX1268 | 4911 | 221112 | 110001000000 | 09/19/2011 &nbsp;ACT | 12/19/2012 &nbsp;ACT | 2013-01-03 | 2014-02-11 | B |  |  | 98664, N138 | Cogeneration turbine | 16.21 | natural gas | 80 | MW | General Electric (GE) Frame 7EA (or a similar sized unit), which is rated at a maximum base-load electric output of approximately 80 megawatts (MW). HRSG duct burner has a maximum heat input capacity of 225 million British thermal units per hour (MMBtu/hr) based on the high heating value (HHV) of the fuel fired. The steam will be used for the regeneration of the Demonstration Unit solvent. | Particulate matter, total &lt; 2.5 Âµ (TPM2.5) | Unspecified | (Particulate Matter (PM)) | PM | P | good combustion and use of natural gas | 16.58 | LB/H | 1 HR | BACT-PSD |  | U | 0 | U | 0 |  |  | 0 |  |  | 0 | 0 | N
TX-0704 | UTILITY PLANT | M & G RESINS USA LLC | NUECES | TX |  | USA | MAURO FENOGLIO | (281) 874-8074 |  | 6 | TX001 | TEXAS COMMISSION ON ENVIRONMENTAL QUALITY (TCEQ) | MICHAEL PARTEE | (512) 239-3312 | michael.partee@tceq.texas.gov | Mr. Sean O'Brien 512-239-1137 sean.obrien@tceq.texas.gov | 108819 PSDTX1354 | 4911 | 221112 | unknown | 02/22/2013 &nbsp;ACT | 12/02/2014 &nbsp;ACT | 2015-03-20 | 2016-05-09 | A |  | In support of the new PET (polyethylene terephthalate) unit and new PTA (terephthalic acid) plant proposed by M&amp;G Resins USA LLC, the company also proposes a Utility Plant that will consist of either one of two options. All steam generated from the Utility Plant will be used as process steam. There is no steam driven electrical generator. |  | cogeneration turbine | 16.21 | natural gas | 49 | MW | General Electric LM6000 natural gas-fired combustion turbine equipped with lean pre-mix low-NOx combustors. One heat recovery steam generator (HRSG) with 263 million British thermal units per hour (MMBtu/hr) natural gas-fired duct burner system containing a selective catalytic reduction system (SCR) | Particulate matter, total &lt; 2.5 Âµ (TPM2.5) | Unspecified | (Particulate Matter (PM)) | PM | N |  | 0 |  |  | BACT-PSD |  | N | 0 | U | 0 |  |  | 0 |  |  | 0 | 0 | N |  | natural gas fuel, includes PM and PM10
TX-0737 | W. A. PARISH ELECTRIC GENERATING STATION | NRG TEXAS POWER LLC | FORT BEND | TX |  | USA | CRAIG ECKBERG | (713) 537-2146 |  | 6 | TX001 | TEXAS COMMISSION ON ENVIRONMENTAL QUALITY (TCEQ) | MICHAEL PARTEE | (512) 239-3312 | michael.partee@tceq.texas.gov | Mr. Tan Nguyen, 512-239-3445, tan.nguyen@tceq.texas.gov | 98664, N138, AND PSDTX1268 | 4911 | 221112 | 110001000000 | 10/31/2012 &nbsp;ACT | 12/21/2012 &nbsp;ACT | 2015-05-18 | 2016-07-06 | B |  | The proposed combustion turbine is a GE Frame 7EA (or a similar sized unit), which is rated at a maximum base-load electric output of approximately 80 megawatts. The proposed heat recovery steam generator duct burner has a maximum heat input capacity of 225 million British thermal units per hour based on the high heating value of the fuel fired. |  | Combined cycle combustion turbine | 16.21 | natural gas | 80 | MW | GE 7EA turbine, 225 million British thermal units per hour duct burner. Steam created in the heat recovery steam generator will be used as process steam. | Particulate matter, total &lt; 2.5 Âµ (TPM2.5) | Unspecified | (Particulate Matter (PM)) | PM | N |  | 0 |  |  | BACT-PSD |  | N | 0 | U | 0 |  |  | 0 |  |  | 0 | 0 | N |  | Natural gas as fuel and good combustion practices. This includes PM and PM10.
AK-0066 | ENDICOTT PRODUCTION FACILITY, LIBERTY DEVELOPMENT PROJECT | BRITISH PETROLEUM EXPLORATION ALASKA (BPXA) | PRUDHOE BAY | AK |  | USA | ALISON COOKE | 9075644838 |  | 10 | AK001 | ALASKA DEPT OF ENVIRONMENTAL CONS | MR. JIM PLOSAY | (907) 465-5103 | JOHN.KUTERBACH@ALASKA.GOV | SALLY RYAN, (907) 269-6271 MATT WILKINSON, (907) 465-5124 | AQ0181CPT06, REVISION 2 | 1311 | 211111 | UNKNOWN | &nbsp; | 06/15/2009 &nbsp;ACT | 2009-06-03 | 2009-08-06 | B |  | AT ENDICOTT, BPXA PROCESSES CRUDE OIL PRODUCTION FLUIDS RECEIVED FROM VARIOUS CRUDE OIL ACCUMULATIONS LOCATED ON THE NORTH SLOPE OF ALASKA. THE STATIONARY SOURCE IS CURRENTLY SITUATED ON TWO OFF-SHORE PRODUCTION ISLANDS, WHICH ARE LOCATED IN THE BEAUFORT SEA, AND CONNECTED BY A 3.5 MILE CAUSEWAY. ENDICOTT IS CURRENTLY CAPABLE OF PROCESSING 120,000 BARRELS OF CRUDE OIL PER DAY AND 480 MILLION STANDARD CUBIC FEET OF GAS. PRODUCTION FLUIDS CONSIST MAINLY OF CRUDE OIL, HYDROCARBON GAS, AND WATER. THE CRUDE OIL IS PROCESSED TO REMOVE HYDROCARBON GAS AND WATER IN ORDER TO MEET SPECIFIC CRUDE-OIL SALES SPECIFICATIONS. THE HYDROCARBON GAS IS DEHYDRATED, STRIPPED OF HEAVIER HYDROCARBONS THAT MAY BE PRESENT AND COMPRESSED FOR RE-INJECTION INTO THE OIL-BEARING RESERVOIR OR USED AS FUEL. WATER IS PROCESSED TO REMOVE ENTRAINED CRUDE OIL BEFORE RE-INJECTION. THE ENERGY NEEDED TO SUPPORT OPERATIONS COMES PRIMARILY FROM THE COMBUSTION OF PRODUCED HYDROCARBON GAS. |  | EU ID 10A, TURBINE | 16.21 | FUEL GAS | 7.5 | KW |  | Sulfur Dioxide (SO2) | Unspecified | (InOrganic Compounds,Oxides of Sulfur (SOx)) | 2025884 | P | LIMIT SULFUR IN FUEL | 0.06 | LB/MMBTU | BASED ON HEAT INPUT | BACT-PSD | NSPS , OTHER | U | 0 | U | 0 |  |  | 0 |  |  | 0 | 0 | N |  | BASELINE BACT SELECTED THIS WAS ALSO THE LIMIT USED IN MODELLING DEMONSTRATIONS
AL-0282 | LENZING FIBERS, INC. | LENZING FIBERS, INC. | MOBILE | AL | 36505 | USA | MR. KEVIN, PLANT MANAGER ALLEN | 251-679-2814 | K.ALLEN@LENZING.COM | 4 | AL001 | ALABAMA DEPT OF ENVIRONMENTAL MGMT | MR. DALE HURST | (334) 271-7882 | ADH@ADEM.STATE.AL.US |  | 503-0047-X014 | 2823 | 325221 | 110044000000 | 11/19/2013 &nbsp;ACT | 01/22/2014 &nbsp;ACT | 2015-03-17 | 2016-05-09 | B |  | Production of lyocell fiber by solvent spinning process. | NAICS Code: 325220 | Gas Turbine with HRSG | 16.21 | Natural Gas | 25 | MW |  | Volatile Organic Compounds (VOC) | EPA/OAR Mthd 18 | (Volatile Organic Compounds (VOC)) | VOC | A | CO oxidation catalyst and good combustion practices. | 1.6 | PPM | PPM VD @15% O2 WITH DUCT BURNERS | BACT-PSD | OPERATING PERMIT | U | 0 | U | 0 |  |  | 0 |  |  | 0 | 0 | N
IN-0173 | MIDWEST FERTILIZER CORPORATION | MIDWEST FERTILIZER CORPORATION | POSEY | IN | 47620 | USA | MICHAEL CHORLTON | 3176258315 |  | 5 | IN001 | INDIANA DEPT OF ENV MGMT, OFC OF AIR | MR. MATT STUCKEY | (317) 233-0203 | mstuckey@idem.in.gov | PERMIT WRITER: DAVID MATOUSEK (317) 232-8253 DMATOUSE@IDEM.IN.GOV SECTION CHIEF: NATHAN BELL (317) 233-5670 NBELL@IDEM.IN.GOV | 129-33576-00059 | 2873 | 325311 | 110060000000 | 08/26/2013 &nbsp;ACT | 06/04/2014 &nbsp;ACT | 2014-07-17 | 2016-05-04 | A | HTTP://PERMITS.AIR.IDEM.IN.GOV/33576F.PDF | A STATIONARY NITROGEN FERTILIZER MANUFACTURING FACILITY |  | TWO (2) NATURAL GAS FIRED COMBUSTION TURBINES | 16.21 | NATURAL GAS | 283 | MMBTU/H, EACH | NATURAL GAS FIRED, OPEN-SIMPLE CYCLE COMBUSTION TURBINES WITH HEAT RECOVERY | Volatile Organic Compounds (VOC) | Unspecified | (Volatile Organic Compounds (VOC)) | VOC | P | GOOD COMBUSTION PRACTICES AND PROPER DESIGN | 2.5 | PPMVD AT 15% OXYGEN | 1-HR AVERAGE | BACT-PSD |  | N | 0 |  | 0 |  |  | 0 |  |  | 0 | 0 | N
IN-0173 | MIDWEST FERTILIZER CORPORATION | MIDWEST FERTILIZER CORPORATION | POSEY | IN | 47620 | USA | MICHAEL CHORLTON | 3176258315 |  | 5 | IN001 | INDIANA DEPT OF ENV MGMT, OFC OF AIR | MR. MATT STUCKEY | (317) 233-0203 | mstuckey@idem.in.gov | PERMIT WRITER: DAVID MATOUSEK (317) 232-8253 DMATOUSE@IDEM.IN.GOV SECTION CHIEF: NATHAN BELL (317) 233-5670 NBELL@IDEM.IN.GOV | 129-33576-00059 | 2873 | 325311 | 110060000000 | 08/26/2013 &nbsp;ACT | 06/04/2014 &nbsp;ACT | 2014-07-17 | 2016-05-04 | A | HTTP://PERMITS.AIR.IDEM.IN.GOV/33576F.PDF | A STATIONARY NITROGEN FERTILIZER MANUFACTURING FACILITY |  | THREE (3) AUXILARY BOILERS | 16.21 | NATURAL GAS | 218.6 | MMBTU/H, EACH | NATURAL GAS USAGE IN EACH BOILER NOT TO EXCEED 1501.91 MMCF/YR | Volatile Organic Compounds (VOC) | Unspecified | (Volatile Organic Compounds (VOC)) | VOC | P | GOOD COMBUSTION PRACTICES AND PROPER DESIGN | 5.5 | LB/MMCF | 3-HR AVERAGE | BACT-PSD |  | N | 0 |  | 0 |  |  | 0 |  |  | 0 | 0 | N
IN-0180 | MIDWEST FERTILIZER CORPORATION | MIDWEST FERTILIZER CORPORATION | POSEY | IN | 47620 | USA | MICHAEL CHORLTON | 3176258315 |  | 5 | IN001 | INDIANA DEPT OF ENV MGMT, OFC OF AIR | MR. MATT STUCKEY | (317) 233-0203 | mstuckey@idem.in.gov | PERMIT WRITER: DAVID MATOUSEK (317) 232-8253 DMATOUSE@IDEM.IN.GOV SECTION CHIEF: NATHAN BELL (317) 233-5670 NBELL@IDEM.IN.GOV | 129-33576-00059 | 2873 | 325311 | 110060000000 | 08/26/2013 &nbsp;ACT | 06/04/2014 &nbsp;ACT | 2014-08-12 | 2016-05-05 | A | HTTP://PERMITS.AIR.IDEM.IN.GOV/33576F.PDF | A STATIONARY NITROGEN FERTILIZER MANUFACTURING FACILITY |  | TWO (2) NATURAL GAS FIRED COMBUSTION TURBINES | 16.21 | NATURAL GAS | 283 | MMBTU/H, EACH | NATURAL GAS FIRED, OPEN-SIMPLE CYCLE COMBUSTION TURBINES WITH HEAT RECOVERY | Volatile Organic Compounds (VOC) | Unspecified | (Volatile Organic Compounds (VOC)) | VOC | P | GOOD COMBUSTION PRACTICES AND PROPER DESIGN | 2.5 | PPMVD AT 15% OXYGEN | 1-HR AVERAGE | BACT-PSD |  | N | 0 |  | 0 |  |  | 0 |  |  | 0 | 0 | N
IN-0180 | MIDWEST FERTILIZER CORPORATION | MIDWEST FERTILIZER CORPORATION | POSEY | IN | 47620 | USA | MICHAEL CHORLTON | 3176258315 |  | 5 | IN001 | INDIANA DEPT OF ENV MGMT, OFC OF AIR | MR. MATT STUCKEY | (317) 233-0203 | mstuckey@idem.in.gov | PERMIT WRITER: DAVID MATOUSEK (317) 232-8253 DMATOUSE@IDEM.IN.GOV SECTION CHIEF: NATHAN BELL (317) 233-5670 NBELL@IDEM.IN.GOV | 129-33576-00059 | 2873 | 325311 | 110060000000 | 08/26/2013 &nbsp;ACT | 06/04/2014 &nbsp;ACT | 2014-08-12 | 2016-05-05 | A | HTTP://PERMITS.AIR.IDEM.IN.GOV/33576F.PDF | A STATIONARY NITROGEN FERTILIZER MANUFACTURING FACILITY |  | THREE (3) AUXILARY BOILERS | 16.21 | NATURAL GAS | 218.6 | MMBTU/H, EACH | NATURAL GAS USAGE IN EACH BOILER NOT TO EXCEED 1501.91 MMCF/YR | Volatile Organic Compounds (VOC) | Unspecified | (Volatile Organic Compounds (VOC)) | VOC | P | GOOD COMBUSTION PRACTICES AND PROPER DESIGN | 5.5 | LB/MMCF | 3-HR AVERAGE | BACT-PSD |  | N | 0 |  | 0 |  |  | 0 |  |  | 0 | 0 | N
LA-0295 | WESTLAKE FACILITY | EQUISTAR CHEMICALS, LP | CALCASIEU | LA | 70669 | USA | JOSEPH BUSH | (337) 882-1615 | JOE.BUSH@LYONDELLBASELL.COM | 6 | LA001 | LOUISIANA DEPARTMENT OF ENV QUALITY | MR. BRYAN D. JOHNSTON | (225)219-3450 | BRYAN.JOHNSTON@LA.GOV | Permit writer: Anthony Randall, (225) 219-3417 or anthony.randall@la.gov | PSD-LA-806 | 2821 | 325211 | 110001000000 | 09/02/2015 &nbsp;ACT | 07/12/2016 &nbsp;ACT | 2016-08-10 | 2016-09-19 | D |  | Polypropylene manufacturing facility | Complete application date = date of administrative completeness Permit is for a retroactive PSD review. | Solar Titan 130 Gas Turbine with Unfired HRSG (3-08, EQT 323) | 16.21 | Natural Gas | 159.46 | MM BTU/HR | Turbine is subject to 40 CFR 60 Subpart KKKK. Output power at generator: 14.117 MW | Volatile Organic Compounds (VOC) | EPA/OAR Mthd 25A | (Volatile Organic Compounds (VOC)) | VOC | P | Good combustion practices, including good equipment design, use of gaseous fuels for good mixing, and proper combustion techniques consistent with the manufacturer's recommendations to maximize fuel efficiency and minimize emissions (see notes below) | 1.64 | LB/H | HOURLY MAXIMUM | BACT-PSD | OPERATING PERMIT | U | 0 | U | 0 |  |  | 2.5 | PPMVD @ 15% O2 | ANNUAL AVERAGE | 0 | 0 | N |  | Good combustion practices shall include monitoring of the flue gas oxygen content, combustion air flow, fuel consumption, and flue gas temperature. These parameters shall be maintained within the manufacturerâ€™s recommended operating guidelines or within a range that is otherwise indicative of proper operation of the emissions unit. PSD permit requires an annual stack test for VOC. If VOC < 75% of the permit limit, the frequency of the testing may be reduced to once every 2 years.â€¯ If result of any subsequent test exceeds 75% of the permit limit, resume annual testing.
TX-0551 | PANDA SHERMAN POWER STATION | PANDA SHERMAN POWER LLC | GRAYSON | TX |  | USA |  |  |  | 6 | TX001 | TEXAS COMMISSION ON ENVIRONMENTAL QUALITY (TCEQ) | MICHAEL PARTEE | (512) 239-3312 | michael.partee@tceq.texas.gov | Ms. Tara Capobianco, P.E. 512-239-1117 tcapobia@tceq.state.tx.us | PSDTX1198 | 4911 | 221112 | UNKNOWN | 12/22/2008 &nbsp;ACT | 02/03/2010 &nbsp;ACT | 2010-04-05 | 2010-05-17 | A |  | A combined-cycle power plant producing a nominal 600 MW with two Siemens SGT6-5000F (501F) or two GE 7FA gas turbines. | State permit 87225 | Natural Gas-fired Turbines | 16.21 | Natural Gas | 600 | MW | 2 Siemens SGT6-5000F or 2 GE Frame 7FA. Both capable of combined or simple cycle operation. 468 MMBtu/hr duct burners. | Volatile Organic Compounds (VOC) | Unspecified | (Volatile Organic Compounds (VOC)) | VOC | P | Good combustion practices | 1 | PPMVD | @ 15% O2, 3-HR AVG, SIMPLE CYCLE MODE | BACT-PSD |  | U | 0 | U | 4 | PPMVD | @ 15% O2, 3-HR AVG, COMBINED CYCLE MODE | 0 |  |  | 0 | 0 | N
TX-0552 | WOLF HOLLOW POWER PLANT NO. 2 | STARK POWER GENERATION II HOLDINGS, LLC | HOOD | TX |  | USA |  |  |  | 6 | TX001 | TEXAS COMMISSION ON ENVIRONMENTAL QUALITY (TCEQ) | MICHAEL PARTEE | (512) 239-3312 | michael.partee@tceq.texas.gov | Ms. Ruth Alvirez 512-239-5220 ralvirez@tceq.state.tx.us | PSDTX1110 | 4911 | 221112 | UNKNOWN | 12/07/2007 &nbsp;ACT | 03/03/2010 &nbsp;ACT | 2010-04-05 | 2010-05-18 | B |  | A combined-cycle power plant generating a nominal 800 MW with either 2 MHI501G turbines or 2 GE 7FA turbines. | State permit 83638 | Natural gas-fired turbines | 16.21 | natural gas | 600 | MW | Project will be either 2 MHI501G gas turbines plus 230 MMBtu/hr duct burner firing for each turbine or 2 GE 7FA gas turbines plus 570 MMBtu/hr duct burner firing for each turbine. | Volatile Organic Compounds (VOC) | Unspecified | (Volatile Organic Compounds (VOC)) | VOC | P | Good combustion practices | 4 | PPMVD | @ 15% O2, 3-HR AVG, MHI501G | BACT-PSD |  | U | 0 | U | 3 | PPMVD | @ 15% O2, 3-HR AVG, GE 7FA | 0 |  |  | 0 | 0 | N
TX-0704 | UTILITY PLANT | M & G RESINS USA LLC | NUECES | TX |  | USA | MAURO FENOGLIO | (281) 874-8074 |  | 6 | TX001 | TEXAS COMMISSION ON ENVIRONMENTAL QUALITY (TCEQ) | MICHAEL PARTEE | (512) 239-3312 | michael.partee@tceq.texas.gov | Mr. Sean O'Brien 512-239-1137 sean.obrien@tceq.texas.gov | 108819 PSDTX1354 | 4911 | 221112 | unknown | 02/22/2013 &nbsp;ACT | 12/02/2014 &nbsp;ACT | 2015-03-20 | 2016-05-09 | A |  | In support of the new PET (polyethylene terephthalate) unit and new PTA (terephthalic acid) plant proposed by M&amp;G Resins USA LLC, the company also proposes a Utility Plant that will consist of either one of two options. All steam generated from the Utility Plant will be used as process steam. There is no steam driven electrical generator. |  | cogeneration turbine | 16.21 | natural gas | 49 | MW | General Electric LM6000 natural gas-fired combustion turbine equipped with lean pre-mix low-NOx combustors. One heat recovery steam generator (HRSG) with 263 million British thermal units per hour (MMBtu/hr) natural gas-fired duct burner system containing a selective catalytic reduction system (SCR) | Volatile Organic Compounds (VOC) | Unspecified | (Volatile Organic Compounds (VOC)) | VOC | A | oxidation catalyst | 4 | PPMVD | @15% O2, 24-HR ROLLING AVERAGE | BACT-PSD |  | N | 0 | U | 0 |  |  | 0 |  |  | 0 | 0 | N
WY-0067 | ECHO SPRINGS GAS PLANT | WILLIAMS FIELD SERVICES COMPANY | CARBON | WY | 82336 | USA | CORTNIE MORRELL | 3078722880 | CORTNIE.MORRELL@WILLIAMS.COM | 8 | WY001 | WYOMING AIR QUAL DIVISION, AIR QUALITY | MR. ANDREW KEYFAUVER | (307)777-7340 | andrew.keyfauver@wyo.gov | MS. JAMIE SHARP WY DEQ AIR QUALITY DIVISION 122 WEST 25TH STREET CHEYENNE, WY 82002 307-777-7817 | MD-7837 | 1321 | 211112 | 110010000000 | 05/29/2008 &nbsp;ACT | 04/01/2009 &nbsp;ACT | 2009-04-02 | 2009-04-16 | A |  |  |  | TURBINE S37 | 16.21 | NATURAL GAS | 16162 | HP | 12,555 HP SOLAR MARS100-15000S OR 16,162 HP SOLAR TITAN 130-20502S TURBINE | Volatile Organic Compounds (VOC) | Unspecified | (Volatile Organic Compounds (VOC)) | VOC | N | GOOD COMBUSTION PRACTICES | 25 | PPV |  | BACT-PSD | NSPS , NESHAP |  | 0 |  | 3.7 | T/YR |  | 0 |  |  | 0 | 0 | N |  | BASELINE